## SUMMARY (hidden)
FISHERMAN'S COVE-STORY HOTEL
BEL OMBRE, MAHE SEYCHELLES
MAIN SUMMARY
LIST OF BILL SECTIONS | PAGE | TOTAL (USD)
BILL NO 01 ¦ ARRIVAL BUILDING
SECTION B - SITE WORK | BQ/ARR/B/5 | 0
SECTION C - CONCRETE | BQ/ARR/C/6 | 0
SECTION D - MASONRY | BQ/ARR/D/5 | 0
SECTION E - METALWORK | BQ/ARR/E/5 | 0
SECTION F - WOODWORK | BQ/ARR/F/7 | 0
SECTION G - THERMAL & MOISTURE PROTECTION | BQ/ARR/G/5 | 0
SECTION H - DOORS & WINDOWS | BQ/ARR/H/7 | 0
SECTION J - FINISHES | BQ/ARR/J/9 | 0
SECTION K - ACCESSORIES | BQ/ARR/K/5 | 0
SECTION L - EQUIPMENT | BQ/ARR/L/5 | Under PS
SECTION M - FURNISHINGS | BQ/ARR/M/6 | Under PS
SECTION P - CONVEYING SYSTEM | BQ/ARR/P/5 | 0
SECTION Q - MECHANICAL ENGINEERING INSTALLATIONS | BQ/ARR/Q/26 | 0
SECTION R - ELECTRICAL ENGINEERING INSTALLATIONS | BQ/ARR/R/17 | 0
TOTAL CARRIED TO GENERAL SUMMARY |  | 0

## CONTENT (hidden)
FISHERMAN'S COVE-STORY HOTEL
BEL OMBRE, MAHE SEYCHELLES
TABLE OF CONTENTS
CONTENT | PAGE NUMBER
BILL NO 01 ¦ ARRIVAL BUILDING
SECTION B - SITE WORK | BQ/ARR/B/1~5
SECTION C - CONCRETE | BQ/ARR/C/1~6
SECTION D - MASONRY | BQ/ARR/D/1~5
SECTION E - METALWORK | BQ/ARR/E/1~5
SECTION F - WOODWORK | BQ/ARR/F/1~7
SECTION G - THERMAL & MOISTURE PROTECTION | BQ/ARR/G/1~5
SECTION H - DOORS & WINDOWS | BQ/ARR/H/1~7
SECTION J - FINISHES | BQ/ARR/J/1~9
SECTION K - ACCESSORIES | BQ/ARR/K/1~5
SECTION L - EQUIPMENT | BQ/ARR/L/1~5
SECTION M - FURNISHINGS | BQ/ARR/M/1~6
SECTION P - CONVEYING SYSTEM | BQ/ARR/P/1~5
SECTION Q - MECHANICAL ENGINEERING INSTALLATIONS | BQ/ARR/Q/1~26
SECTION R - ELECTRICAL ENGINEERING INSTALLATIONS | BQ/ARR/R/1~17

## B
FISHERMAN'S COVE-STORY HOTEL
BEL OMBRE, MAHE SEYCHELLES
ARRIVAL BUILDING
SECTION B - SITE WORK

## B-SITE WORK (hidden)
FISHERMAN'S COVE-STORY HOTEL
BEL OMBRE, MAHE SEYCHELLES
RATE BREAKDOWN
BILL NO 01 ¦ ARRIVAL BUILDING
Item | Description | Quantity | Unit | Rate | Total | Supply | Installation | OHP%
SECTION B - SITE WORK
GENERAL NOTES
A | The following General Notes are applicable to 'Excavation
and Piling Works' included within this Bill of Quantities. The
information provided in these notes shall be deemed to have
been incorporated into the construction methodology, and in
the construction unit rates and total rates as and where the
information may be considered applicable to the construction
| work items indicated herein |  | Note
B | Notwithstanding the scope descriptions provided herein,
the Contractor shall include all associated works to complete
the required scope all in accordance with the Specifications
and Drawings and such are deemed to be included in the
| unit or total rates. |  | Note
Excavation and Earthworks
C | The unit rates/total rates for all excavations are to include for
excavating in any material including solid rock and removal of
material by any means necessary (except by blasting) and in
| accordance with the general Specifications and local regulation |  | Note
D | All quantities for excavation have been measured net with no
allowance for working space. Should working space be required
it shall be determined by the contractor and all associated costs,
including filling/backfilling, shall be allowed for in the unit rates/
| total rates |  | Note
E | This BOQ includes for the provision, maintenance and
completion / removal of dewatering system works during this
contract to keep excavations and permanent construction
works free from general surface water and ground water
(percolating and subsoil water below existing ground level).
F | Notwithstanding what is included in the descriptions, the unit
| rates/total rates shall be deemed to include everything |  | Note
necessary for the works
G | The Drainage system of the dewatering should be connected
to the nearest Manhole approved by the Drainage Department
of the Local Authority and the Contractor shall be responsible
| for obtaining all permits |  | Note
H | Reference should be made to Engineer's Drawings for details
of excavation and piling commencement levels for Excavation
Layouts, levels and further reference shall be made to Soil
| reports, geotechnical and geophysical reports |  | Note
Foundation Design
J | Notwithstanding the foundation quantities and any related
scope measured and incorporate within this Bill Section shall
all quantified foundation work scope shall be reviewed and
| be verified by the Contractor upon Engineer's instruction |  | Note
|  |  |  | To Collection USD | 0
SECTION B - SITE WORK (CONT'D)
EXCAVATION AND EARTHWORKS
Sub-strata assessment and site surveying, including fixing
surveying attributes and points, investigating existing services
and facilities within the construction site plot limit, including all
required to works, complete all in accordance with the relevant
Drawings and Specifications
A | Assessment of sub-strata | 1 | Item |  | included
B | Survey of existing site to determine existing services
| and facilities | 1 | Item |  | included
C | Surveying to fix the plot limits, benchmarks and other
necessary work using an approved Surveying Office
| (min. 4 Nr benchmarks) | 1 | Item |  | included
D | Surveying work during piling stage; by the Contractor | 1 | Item |  | included
Site Preparation
Site clearance, including removal of any vegetation,
undergrowth, bushes, hedges, trees, debris, top soil,
loose ground soil and the like, to receive excavation for
foundations including all associated activities to complete
plot site clearance, complete all in accordance with the
relevant Drawings and Specifications
E | Site clearance, generally, 450mm high | 783 | m2 | 4
Excavation
Trench excavation, to receive formation levels for ground
beams/tie beams; including all associated works complete
in accordance with the relevant drawings and specifications
F | Trench excavation to the required formation levels | 246 | m3 | 5
Disposal
Disposal of excavated materials, complete all in accordance
with the relevant Drawings and Specifications
G | Remove surplus excavated material from Site to a
suitable tip complete in accordance with the Drawings,
| as instructed by the Engineer | 598 | m3 | 5
Backfill and Compaction
Backfill to the open area to receive required level, material
approved by the Engineer and all in accordance with the soil
report, including all associated works complete in accordance
with the relevant Drawings and Specifications
H | Backfill using type 1 granular material | 649 | m3 | 6
J | Backfill using type 2 granular material | 508 | m3 | 6
Imported fill to the open area to receive required level,
approved by the Engineer and all in accordance with soil
report, accordance with relevant drawings and specifications
K | '200mm thick muck-belt fill including compaction of 95% | 100 | m3 | 32
maximum dry density
L | Granular layer; 220mm thick | 48 | m3 | 35
Compaction
Compaction to the required rate, complete all in
accordance with relevant drawings and specifications
M | Compaction | 783 | m2 | 10
|  |  |  | To Collection USD | 0
SECTION B - SITE WORK (CONT'D)
EXCAVATION AND EARTHWORKS
Anti-termite
Supply and application of anti-termite, complete all in
accordance with the relevant Drawings and Specifications
A | Anti-termite treatment (horizontal and vertical surfaces) | 1263 | m2 | 7
Dewatering
Dewatering for excavation and piling works; number of
wells to be agreed with Engineer; including monitoring
and recording performance of dewatering system
including piezometers and flow measuring devices
and recording performance of dewatering system
B | Mobilization / Establishment | 1 | Item | 1500
C | Maintenance / Dewatering | 1 | Item | 1500
D | Demobilization / Removal | 1 | Item |  | [Rate Only]
E | Maintenance / Dewatering during extension period | 1 | Month |  | [Rate Only]
|  |  |  | To Collection USD | 0
SECTION B - SITE WORK (CONT'D)
Tenderer's Adjustments
The Contractor will list here and price any items shown on the
drawings, mentioned in the Specifications or required for the
satisfactory completion of this section, but not mentioned herein.
Any such items not listed below shall be deemed to be included.
A | ____________________________________________
B | ____________________________________________
C | ____________________________________________
D | ____________________________________________
E | ____________________________________________
F | ____________________________________________
G | ____________________________________________
H | ____________________________________________
J | ____________________________________________
K | ____________________________________________
|  |  |  | To Collection USD | 0
COLLECTION
Page Numbers
| BQ/ARR/B/1 |  |  |  | 0
| BQ/ARR/B/2 |  |  |  | 0
| BQ/ARR/B/3 |  |  |  | 0
| BQ/ARR/B/4 |  |  |  | 0
| TOTAL FOR SECTION B - SITE WORK |  |  | TO MAIN SUMMARY USD | 0

## C
FISHERMAN'S COVE-STORY HOTEL
BEL OMBRE, MAHE SEYCHELLES
ARRIVAL BUILDING
SECTION C - CONCRETE WORK

## Copy
FISHERMAN'S COVE-STORY HOTEL
BEL OMBRE, MAHE SEYCHELLES
|  | BILL_01_ARR | BILL_02_ADD | BILL_03_KIDS | BILL_04_CONF | BILL_05_SRT | BILL_06_TB1 | BILL_07_TB2 | BILL_08_TB3 | BILL_09_STS_FMC | BILL_10_STL_FMC | BILL_11_SPA | BILL_12_BOH | BILL_13_MEP_FMC | BILL_14_GTH | BILL_15_GBS | BILL_16_GBL | BILL_17_SA1 | BILL_18_SA2 | BILL_19_STS_STO | BILL_20_STL_STO | BILL_21_CHR | BILL_22_MEP_STO | BILL_23_RVL | BILL_24_PS | BILL_26.1_External Works_FMC | BILL_26.2_External Works_STO
Item | Description | Quantity | Quantity | Quantity | Quantity | Quantity | Quantity | Quantity | Quantity | Quantity | Quantity | Quantity | Quantity | Quantity | Quantity | Quantity (Item) | Quantity | Quantity | Quantity | Quantity | Quantity | Quantity | Quantity | Quantity | Quantity | Quantity | Quantity
SECTION C - CONCRETE WORK
GENERAL NOTE
Concrete Works
A | The quantities for concrete are measured net and do not | [23 empty] | #N/A | #N/A | #N/A
include for filling voids encountered in excavation or resulting
from over excavation. The unit rates/total rates shall include
for any
B | Notwithstanding the scope descriptions provided herein,
the Contractor shall include all associated works to complete
the required scope all in accordance with the specifications
and drawings and such are deemed to be included in the
unit or total rates.
Reinforcement
C | All reinforcement steel bars shall be deformed high-grade
steel to ASTM A615 with a minimum yield strength of MPa
460N/mm2 and 420N/mm for shear reinforcement and
reference shall be made to relevant general notes section,
drawings and specifications
D | Quantity calculations for reinforcement hereinafter are based
on reinforcement weights and properties in accordance with
ADS published data. The total weights indicated exclude
splices. Should Contractor select alternative weights or
method of construction and support in accordance with the
Specification, no additional weight of reinforcement steel shall
be calculated and the Contractor shall not be not be entitled
to any quantity adjustment or additional compensation
E | Reinforcement weights are calculated based on the
rebar ratio listed below for each member.
F | Concrete Specifications shall be as provided in the General
Note section and below are the key denotations
-(OPC) Ordinary Portland cement to ASTM C150 or BS12
-(GGBS) Ground Granulated Blast Furnace Slag to BS6699
-(MS) Micro silica to ASTM C1240
Formwork
G | All Formwork included herein is to reinforced in-situ concrete
works unless indicated otherwise
H | Temporary formwork supports including proprietary and site
fabricated units, forming and making good all temporary
support openings and the like in concrete, all adaptations as
work proceeds, and all formwork associated items as deemed
necessary to complete the concrete works, are deemed to be
included within the construction items and the associated
unit rates/total rates herein
J | The type/finish of formwork required to produce the surface
finish to concrete as described shall be deemed to included
in unit rates/total rates for formwork herein
K | Forming defined openings in Concrete are measured within
this section. Forming general openings, channels, rebates,
and the like for general installation of work are not included
herein and shall be deemed to be included in the unit rates
and/or total rates for formwork or in rates for the work
construction item to which they relate
L | Forming undefined and general Service openings, channels,
chases, rebates and the like for pipes, ducts, equipment,
and the like for general installation of service work (Builder's
Works in Connection with Services) are not measured herein
Items are included in the relevant Plumbing, Mechanical,
and Electrical Services sections of these Bill of Quantities
SECTION C - CONCRETE WORK (CONT'D)
IN-SITU CONCRETE
Substructure Frame
Blinding concrete; with concrete grade M15, laid to clean/
compacted surface to receive the foundation concrete, complete
all in accordance with the relevant Drawings and Specifications
A | Blinding; to footings | 26
| 50 mm thick blinding | [7 empty] | 30.64 |  | 7.34 | [7 empty] | 7.94 |  | 7.34
| 50 mm thick blinding; to footings |  | 20 | 5 | 9 |  |  | 29
| 50mm thick blinding; to pad footings |  |  |  |  | 25 | 2 | [16 empty] | 3
| 50 mm thick blinding; to strip footings | [5 empty] | 26 | [16 empty] | 12
| 50 mm thick blinding; to raft foundations | [5 empty] | 12
| 50 mm thick blinding; to pad footings/strip footing | [8 empty] | 8 |  |  | 23.8 | 4.45 | 1 |  |  |  |  | 8
| 50mm thick blinding; to raft/ pad footings | [10 empty] | 26.35
| 50 mm thick blinding; to 200thk on grade slab | [11 empty] | 7.45
| 50 mm thick blinding; to stair case | [11 empty] | 0.2
| 100 mm thick blinding; to raft foundation | [11 empty] | 33.2
50 mm thick blinding; to pad footings/strip footing; to
| Sub-Station 2 | [21 empty] | 3.1
50 mm thick blinding; to strip footing; to
| Electrical Room | [21 empty] | 2
| Blinding concrete | [14 empty] | 1
Lean concrete; with concrete grade C20, laid to clean/
compacted surface to receive the reinforced concrete, complete
all in accordance with the relevant drawings and specifications
B | Protective lean concrete | 16 |  |  |  |  | 19 | 15 | 4 |  |  |  | 77 | [7 empty] | #N/A |  |  | 8
C | Mass concrete filling | 2 |  |  |  |  | 1 | [5 empty] | 36 | [7 empty] | #N/A |  |  | 3
D | Composite staircase at basment; 4 steps with overall size | [11 empty] | 7.801
1912mm x 1200mm; approximate height 850mm
| Composite staircase at lower ground floor; 5 steps with overall | [11 empty] | 11.52
size 1600mm x 1800mm; approximate height 800mm
Reinforced concrete; with concrete grade M30, complete all
accordance with the relevant Drawings and Specifications
E | Slab on grade, 150mm thick | 94 |  | 28 | 36 | 56 | 125 | 130 | 137.29 | 19 |  | 69 | 101 |  | 3 |  |  | 34 | 35.23 | 19 |  | 29 |  | 1
| Slab on grade, 100mm thick | [13 empty] | 1
| Slab on grade, 250mm thick, to water tank |  | 3.34
| Slab on grade, 175mm thick |  |  |  |  | 2
| Slab on grade, 300mm thick |  |  |  |  | 77 | [5 empty] | 72
| Slab on grade, 200mm thick | [5 empty] | 8 |  |  | 11 | 63.91 |  | 30 | 35 |  |  | 90 |  |  | 12 | 63.91 |  |  | 102
| Slab on grade, 250mm thick | [22 empty] | 10
| Slab on grade, 400mm thick | [8 empty] | 1
| Slab on grade, 250mm thick, to planter rooms | [9 empty] | 6.51
| Slab on grade, 200mm thick; to Sub-Station 2 | [21 empty] | 27
| Slab on grade, 200mm thick; to Electrical Room | [21 empty] | 11
F | Retaining walls under the lower ground floor | 77 | [21 empty] | #N/A
| Retaining walls | [5 empty] | 74 | 39 | 13 |  |  |  | 61 | [5 empty] | 1
| Reinforced concrete walls under the lower ground floor | 23 |  |  |  |  | 34 | 2 | [15 empty] | #N/A
| Reinforced concrete walls, 250mm thick |  | 25.64
| Reinforced concrete walls | [7 empty] | 1.67
| RC walls |  |  |  |  | 101
| Walls; to under the lower ground floor | [11 empty] | 199
| Walls, 350mm thick | [22 empty] | 4
| Walls, 250mm thick | [22 empty] | 2
| Walls, 200mm thick | [22 empty] | 62
G | Colum shafts, under the lower ground floor | 6 | [10 empty] | 12 |  |  |  |  | 5
| Column shafts |  |  | 6 |  |  | 4 | 4 | 4.76 |  | 3.26 | [7 empty] | 1 |  | 3
| Column shafts, under the ground floor |  |  |  | 5 | 20 |  |  |  | 3.26 |  | 19 |  | 1 | 1 |  | 6 |  |  | 3.26 |  |  |  | 12
| Columns, under the ground floor | [20 empty] | 2
| Column shafts; to under the lower ground floor; to | [21 empty] | 1
Sub-Station 2
| Column shafts; to under the lower ground floor; to | [21 empty] | 1
Electrical Room
H | Stair | [11 empty] | 1 | [10 empty] | 5
I | Pad footings | 83 |  | 15 | 13 |  | 11 |  | 7 | 26 | 14.76 | [7 empty] | 2.18 | 26 | 14.76
| Pad footing, 250mm thick |  |  |  |  | 23 | [17 empty] | 5
| Pad footing, 300mm thick | [22 empty] | 3
| Pad footing, 350mm thick |  |  |  |  | 98 | [17 empty] | 6
| Pad footing, 400mm thick |  |  |  |  | 10 | [17 empty] | 3
| Pad footing, 425mm thick | [22 empty] | 2
| Pad footing, 450mm thick |  |  |  |  | 59 | [17 empty] | 9
| Pad footing, 600mm thick | [22 empty] | 59
| Pad footing, 500mm thick | [22 empty] | 25
| Pad footing, 475mm thick |  |  |  |  | 3
| Pad foundation, 450mm thick | [10 empty] | 33
| Pad foundation, 250mm thick | [13 empty] | 2
| Pad/strip footings; to Sub-Station 2 | [21 empty] | 19
| Pad/strip footings | [6 empty] | 183 |  |  |  |  | 207 | 27
| Raft foundations | [5 empty] | 118 | [5 empty] | 387
| Raft foundation slab, 450mm thick | [10 empty] | 204
| Raft foundation slab, 300mm thick | [15 empty] | 152 | 83 |  |  |  | 60
| Strip foundation, 250mm thick 850mm Width | [20 empty] | 2
| Strip foundation, 250mm thick 6000mm Wide | [13 empty] | 2
| Strip Foundation, 250mm thick | [22 empty] | 4
| Strip Foundation, 300mm thick | [22 empty] | 68
| Strip Foundation | 116 |  | 12 | 22 |  | 160 |  | 180.69 | [9 empty] | 48
| Strip footings | [8 empty] | 18 | 26.44 | [9 empty] | 26.44
| Strip footing, 250mm thk; Electrical Room | [21 empty] | 10
J | Ground beams | [11 empty] | 5
| GF beams | [8 empty] | 15 | [9 empty] | 15
| Beams, under the ground floor; to Electrical Room | [21 empty] | 4
| Beams, under the ground floor |  |  |  |  | 8 | [5 empty] | 8 |  |  |  |  | 25 | 9 |  |  |  | 6 |  | 6
| Tie beams | [15 empty] | 29 | 18
| Suspended Slabs, 300mm thick | [5 empty] | 45 | [5 empty] | 575
| Pool slab | [22 empty] | 31
| Pool walls | [22 empty] | 18
| Piers | [22 empty] | 1
| Lift pit | [22 empty] | 2
| Substructure concrete | [14 empty] | 1
Reinforced concrete; with concrete grade M35, complete all
accordance with relevant Drawings and Specifications
| Slab on grade, 250mm thick | [8 empty] | 5 | 14.89 | [8 empty] | 5 | 14.89
| Reinforced concrete wall, 250mm thick | [8 empty] | 10 | [9 empty] | 10
| Reinforced concrete walls | [9 empty] | 12.02 | [9 empty] | 12.02
| Reinforced concrete wall, 200mm thick | [8 empty] | 1 | [9 empty] | 1
Superstructure Frame
Reinforced concrete; with concrete grade M30, complete all
accordance with the relevant Drawings and Specifications
| Suspended Slabs, 200mm thick | 11 |  | 9 | 4 | 10 | 276 | 231 | 250.19 |  |  |  |  | 19 | 10 | [6 empty] | 17 |  | 7
| Suspended Slabs, 250mm thick |  |  |  | 9 | 171 | 83 | 64 | 77.58 |  |  | 49 |  | 17
| Suspended Slabs, 300mm thick | 135 | 88.16 | [9 empty] | 575 | [10 empty] | 76
| Suspended Slabs, 150mm thick | [5 empty] | 8 | 11 | 9.84 | 6 | 11.69 |  | 6 |  |  |  | 7 | 33 | 60.8 | 6 | 11.69
| Suspended Slabs, 175mm thick | [15 empty] | 72 |  | 0.91
| Suspended Slabs, 350mm thick | 24
| Suspended Slabs, 400mm thick | [11 empty] | 375
| Suspended Slabs, 450mm thick | 81
| Suspended Slabs, 500mm thick (including 200mm thk drop | [11 empty] | 10
pannel)
| Suspended Slabs, 200mm thick; to Sub-Station 2 | [21 empty] | 27
| Suspended Slabs, 200mm thick; to Electrical Room | [21 empty] | 11
| Beams; to Sub-Station 2 | [21 empty] | 3
| Beams; to Electrical Room | [21 empty] | 1
| Beams | 34 | 9 | 5 | 7 | 19 | 82 | 64 | 59.32 | 15 | 26.44 | 21 | 34 | 5 | 2 |  | 37 | 13 | 17.14 | 15 | 26.44 | 7 |  | 42
| Upstands | [5 empty] | 4 | 2 | 9.89 |  |  |  | 4
| Staircase | 16 |  |  |  |  | 20 | 13 | 10.24 |  |  |  | 30 |  |  |  | 3 | 2 | 6.07 |  |  |  |  | 4
| Lintels | [13 empty] | 1
| Columns | 21 | 24.32 | 9 | 11 | 15 | 34 | 25 | 29 | 3 | 5.77 | 28 | 100 | 11 | 1 |  | 16 | 7 | 14 | 3 | 5.77 | 9 |  | 35
| Columns; to Sub-Station 2 | [21 empty] | 7
| Columns; to Electrical Room | [21 empty] | 1
| Drop Panel | 4
| Walls | [22 empty] | 66
| RC Wall, 200mm thk | [12 empty] | 5
| Reinforced concrete walls above the lower ground floor | 114 | [16 empty] | 4
| Reinforced concrete walls above ground floor | [5 empty] | 47 | 30 | 42.72 |  |  |  | 99
| Reinforced concrete walls above ground floor; to Sub-Station 2 | [21 empty] | 6
| Concrete hob; to shaft area (approx. 7 x 0.3 x 0.3)m |  | 0.63
| Concrete hob; to shaft area (approx. 5m x 0.3m x 0.3m) |  |  | 0.45 | 1
| Parapet Wall, 200mm thk | [12 empty] | 8
| Parapet wall, 200mm thk; to Electrical Room | [21 empty] | 4
| Superstructure concrete | [14 empty] | 1
Mass concrete; complete all in accordance with
the relevant Drawings and Specifications
| Mass concrete steps | [5 empty] | 2 |  | 1.76
| Mass concrete filling | [6 empty] | 2
Reinforced concrete; with concrete grade M35, complete all
accordance with the relevant Drawings and Specifications
| Suspended Slabs, 200mm thick | [5 empty] | 3 | 3 | 2
| Reinforced concrete walls above ground floor | [5 empty] | 3 | 3 | 3
SECTION C - CONCRETE WORK (CONT'D)
IN-SITU CONCRETE (CONT'D)
REINFORCEMENT
Mesh Reinforcement
Mesh reinforcement; including all necessary works, complete
all accordance with the relevant Drawings and Specifications
A | A252 mesh; to slab on grade | 627 | 794.35 | 187 | 237 | 390 | 869 | 867 | 915 | 198 | 320 | 697 | 673 | 176 | 22 |  | 452 |  | 235 | 198 | 320 |  |  | #N/A
| A393 mesh; to strip footing | [5 empty] | 52 | 39 | 145.42
| A-252 mesh | [20 empty] | 201
| A252 mesh; to slab on grade; to Sub-Station 2 | [21 empty] | 134
| A252 mesh; to slab on grade; Electrical Room | [21 empty] | 55
| Mesh reinforcement | [14 empty] | 1
Bar Reinforcement
High yield steel bar reinforcement; characteristic strength as
described, including all necessary works, complete all
accordance with the relevant Drawings and Specifications
B | Retaining walls; 200kg/m3 | [11 empty] | 12200
| Retaining walls; 150kg/m3 | [5 empty] | 24300 | 6150 | 9033
| Retaining walls under the ground floor; 150kg/m3 | 11550 | [16 empty] | 184.5 |  |  | #N/A
C | Water tank walls; 150kg/m3 |  | 3846 | [18 empty] | #N/A
D | RC walls; 150kg/m3 |  |  |  |  | 15150
| Walls; 150kg/m3 | [12 empty] | 1950 | [9 empty] | 20550
| walls above ground floor; 150kg/m3 | [17 empty] | 579
| Reinforced concrete walls; 200kg/m3 | [11 empty] | 59600
| Reinforced concrete walls; 150kg/m3 | 20550 | [5 empty] | 4950 |  | 1650 | 1803 | [8 empty] | 1650 | 1803 |  | 1500
| Reinforced concrete walls; 135kg/m3 | [5 empty] | 11222 |  | 6335.55
E | Suspended slab; 80kg/m3 | [8 empty] | 480 | 935.2 | [8 empty] | 480 | 935.2
| Suspended slab; 100kg/m3 | [15 empty] | 7900 | 3300 | 6171
| Suspended slab; 125kg/m3 |  |  |  | 1625 |  |  | 38625 | 42463.75 | [5 empty] | 1250 | [8 empty] | 10375
| Suspended slab; 150kg/m3 |  |  | 1350 |  | 27150 | 62250 | [6 empty] | 5400 | [8 empty] | 5700
| Suspended slab; 200kg/m3 |  | 17632
| Suspended slab; 370kg/m3 | [10 empty] | 18130
| Suspended slab; 225kg/m3 | [11 empty] | 217350
| Suspended slab; 300kg/m3 | 75300 | [19 empty] | 5100
F | Slab on grade; 90kg/m3 | [8 empty] | 3240 | 7677.9 | [8 empty] | 3240 | 7677.9
| Slab on grade; 100kg/m3 | [16 empty] | 3400 | 3523 |  |  | 2900 |  | 11300
| Slab on grade; 250kg/m3 | [5 empty] | 33250 |  | 34322.5 |  |  |  | 32750
| Slab on grade; 150kg/m3; to Sub-Station 2 | [21 empty] | 4050
| Slab on grade; 150kg/m3; to Electrical Room | [21 empty] | 1650
| Slab on grade; 125kg/m3 |  |  | 3500 | 4500
| Slab on grade; 150kg/m3 |  | 18351 |  |  | 20250 | [5 empty] | 21150
| Slab on grade; 100kg/m3; for additional top & bottom R/F | [15 empty] | 9000
| Drop Panel; 300kg/m3 | 1200
| Beams; 150kg/m3 |  |  |  |  | 1200 | [7 empty] | 750 | 300 |  |  | 6000
| Beams; 200kg/m3 |  |  |  |  | 3800
| Beams; 225kg/m3 |  |  |  | 1575 | [18 empty] | 9450
| Beams; 290kg/m3 |  | 2610
| Beams; 240kg/m3 |  |  | 1200
| Beams; 375kg/m3 | 12750
| Beams; 310kg/m3 | [10 empty] | 8990
| Beams; 175kg/m3 | [11 empty] | 6825
| Beams; 125kg/m3 | [5 empty] | 10250 | 8000 | 7415 | 1875 | 3305 | [5 empty] | 11375 |  | 2142.5 | 1875 | 3305 | 1625
| Beams; 150kg/m3; to Sub-Station 2 | [21 empty] | 450
| Beams; 150kg/m3; to Electrical Room | [21 empty] | 750
| Ground Beams; 150kg/m3 | [8 empty] | 2250 | [9 empty] | 2250
| Ground Beams; 250kg/m3 | [22 empty] | 1500
| Staircase; 100kg/m3 | [16 empty] | 200 | 607
| Staircase; 200kg/m3 | 3200 | [10 empty] | 6200
| Staircase; 125kg/m3 | [5 empty] | 2750 | 1625 | 1500 | [7 empty] | 375 | [6 empty] | 1125
| Concrete hob; to shaft area (approx. 5m x 0.3m x 0.3m) |  |  | 108 | 350
| Concrete hob; to shaft area (approx. 7 x 0.3 x 0.3)m |  | 189
| Columns; 125kg/m3 | [16 empty] | 1500 | 1872.5
| Columns; 140kg/m3 | [10 empty] | 6580
| Columns; 200kg/m3 |  |  |  |  | 7000 |  |  |  | 1252 | 1806 |  |  | 2400 |  |  | 4400 |  |  | 1252 | 1806
| Columns; 250kg/m3 | [5 empty] | 9500 | 7250 | 8440 |  |  |  | 28000 | [10 empty] | 11750
| Columns; 280kg/m3 |  |  | 4200
| Columns; 300kg/m3 |  | 9996
| Columns; 225kg/m3 | [20 empty] | 2475
| Columns; 350kg/m3 | 9450 |  |  | 5600
| Columns and Column shafts; 250kg/m3 | [13 empty] | 500
| Columns; 200kg/m3; to Sub-Station 2 | [21 empty] | 1600
| Columns; 200kg/m3; to Electrical Room | [21 empty] | 400
| Foundation; 225kg/m3 | [10 empty] | 53325
| Foundation; 100kg/m3 |  |  | 2700 | 3500 | [11 empty] | 15200 | [6 empty] | 18400
| Foundation; 125kg/m3 |  |  |  |  | 24125
| Foundation; 175kg/m3 |  | 24850 | [15 empty] | 8781.5
| Foundation; 150kg/m3 | 29850 | [10 empty] | 89100 |  | 1200 |  |  | 12450
| Foundation; 80kg/m3 | [5 empty] | 23120 | 25040 | 15015.2 | 3520 | 3296 |  |  | 4960 | [5 empty] | 3520 | 3296 | 4960 | 2320
| Upstands; 125kg/m3 | [6 empty] | 250 | 1236.25
| Upstands; 200kg/m3 | [11 empty] | 800
| Lintels; 150kg/m3 | [13 empty] | 150
| Pool slab; 150kg/m3 | [22 empty] | 4650
| Pool walls; 75kg/m3 | [22 empty] | 1350
| Bar reinforcement | [14 empty] | 1
FORMWORK AND SHUTTERUING
Concrete Formwork
Supply and installation of formwork/shuttering, including
vertical, horizontal, and sloped surfaces, including fixing
of formworks to required class, propping, shuttering,
supports, and all accessories and removing of shuttering
after specified duration, all other associated activities,
complete all in accordance with relevant Drawings and
Specifications
| to foundation; sides | 230 | 247 | 65 | 87 |  | 324 | 285 | 322.84 | 101 | 110.57 |  | 407 | 69 | 21 |  |  |  | 120.01 | 101 | 110.57 |  |  | 189
| to foundation (Pad footing); sides |  |  |  |  | 255
| to foundation (Raft slab); sides | [10 empty] | 112 |  |  |  |  | 31 | 25 |  |  |  | 15
| to foundation (Strip foundation); sides | [20 empty] | 4
| to Foundation; sides; to Sub-Station 2 | [21 empty] | 48
| to foundation (Strip footing); sides; to Electrical Room | [21 empty] | 19
| Retaining walls under the ground floor; sides | 414 | [16 empty] | 6.66
| to Retaining walls; sides | [5 empty] | 516 | 389 | 107.15
#N/A
| to Reinforced concrete walls; sides | 314 |  |  |  |  | 909 | 393 | 521.42 | 79 |  |  | 2394
| to Reinforced concrete walls; sides; to Sub-Station 2 | [21 empty] | 61
| to RC walls; sides |  |  |  |  | 747 | [7 empty] | 51
| to Walls; sides | [22 empty] | 1367
| walls above ground floor; sides | [17 empty] | 32.28
| to Parapet wall; sides | [12 empty] | 83
| to Parapet wall; sides; to Electrical Room | [21 empty] | 36
| to Slab on grade/grade slabs; sides | 18 | 23.1 | 62 | 10 | 62 | 28 | 33 | 41.75 |  | 26.42 | 28 | 63 | 13 | 5 |  | 24 | 17 | 24.2 | 15 | 26.42 | 9 |  | 247
| to Slab on grade/grade slabs; sides; to Sub-Station 2 | [21 empty] | 10
| to Slab on grade/grade slabs; sides; to Electrical Room | [21 empty] | 6
| to Suspended slabs | [18 empty] | 37
| to Suspended slabs; sides | 116 | 76 |  | 10 | 20 | 143 | 156 | 191.25 |  | 5.17 | 13 | 304 | 25 | 6 |  | 27 | 23 | 44.36 | 2 | 5.17 | 9 |  | 47
| to Suspended slabs; sides; to Sub-Station 2 | [21 empty] | 10
| to Suspended slabs; sides; to Electrical Room | [21 empty] | 6
| to Suspended slabs; soffit (including beam soffits) | 797 | 259 |  | 57 | 214 | 1924 | 1513 | 1645.94 |  | 77.9 | 143 | 2912 | 167 | 48 |  | 481 | 231 | 409 |  | 77.9 | 98 |  | 291
| to Suspended slabs; soffit (including beam soffits); to | [21 empty] | 55
Electrical Room
to Suspended slabs; soffit (including beam soffits); to
| Sub-Station 2 | [21 empty] | 3.1
| to column shaft sides, sides | [22 empty] | 189
| to Columns, sides; measured to slab soffits | 265 | 417 | 154 | 166 | 423 | 697 | 536 | 588 |  | 149.55 | 439 | 1366 | 161 | 31 |  | 379 | 197 | 213 | 104 | 149.55 | 142 |  | 201
| to Columns, sides; measured to slab soffits; to Sub-Station 2 | [21 empty] | 95
| to Columns, sides; measured to slab soffits; to Electrical Room | [21 empty] | 26
to Beam soffits
| to Beams; sides | 191 | 85 | 51 | 65 | 245 | 808 | 637 | 621 | 234 | 183 | 249 | 393 | 53 | 22 |  | 700 | 320 | 175 | 234 | 183 | 70 |  | 323
| to Beams; sides; to Sub-Station 2 | [21 empty] | 26
| to Beams; sides; to Electrical Room | [21 empty] | 37
| to Staircase; sides and soffits | 82 |  |  |  |  | 89 | 69 | 47.07 |  |  |  | 134 |  |  |  | 19 | 15 | 46.42 |  |  |  |  | 40
| to Water tank walls; sides |  | 205.11
| Concrete hob; to shaft area (approx. 7 x 0.3 x 0.3)m |  | 4
| Concrete hob; to shaft area (approx. 5m x 0.3m x 0.3m) |  |  | 3 | 3
| to Upstands; sides | [5 empty] | 65 | 42 | 131.27 |  |  |  | 43
| to Lintels; sides | [13 empty] | 11
| to pool walls; sides | [9 empty] | 98.4 | [8 empty] | 79 | 98.4 |  |  | 146
| to pool slab; sides | [22 empty] | 120
| to substructre | [14 empty] | 1
| to superstructre | [14 empty] | 1
SECTION C - CONCRETE WORK (CONT'D)
IN-SITU CONCRETE (CONT'D)
Concrete Ancillary Works
Sundries, to concrete works including all miscellaneous
works as required to complete the scope in accordance
with relevant drawings and specifications
A | Expansion joints | 1 | 1 | 1 | 1 | 1 | 1 | 1 | 1 | 1 | 1 | 1 | 1 | 1 | 1 | 1 | 1 | 1 | 1 | 1 | 1 | 1 | 1 | 1
B | External Water stop | 1 | 1 | 1 | 1 | 1 | 1 | 1 | 1 | 1 | 1 | 1 | 1 | 1 | 1 | 1 | 1 | 1 | 1 | 1 | 1 | 1 | 1 | 1
C | Isolation joint, including filler, sealant, mastic, etc. | 1 | 1 | 1 | 1 | 1 | 1 | 1 | 1 | 1 | 1 | 1 | 1 | 1 | 1 |  | 1 | 1 | 1 | 1 | 1 | 1 | 1 | 1
D | Horizontal and vertical construction joints, control joints, etc. | 1 | 0 | 0 | 0 | 1 | 1 | 1 | 1 | 1 | 1 | 1 | 1 | 1 | 1 |  |  | 1 | 1 | 1 | 1 | 1 | 1 | 1
E | Surface finishes to concrete | 1 | [9 empty] | 1 | 1 | 1 | 1 |  | 1 |  |  |  |  | 1 | 1
F | Allow for RC plinth for equipment including, formwork,
| reinforcement, if necessary to complete |  | 1 | 1 | 1 | 1 | 1 | 1 | 1 | 1 | 1 |  | 1 | 1 | 1 |  |  | 1 | 1 | 1 | 1 | 1 | 1 | 1
SECTION C - CONCRETE WORK (CONT'D)
Tenderer's Adjustments
The Contractor will list here and price any items shown on the
drawings, mentioned in the Specifications or required for the
satisfactory completion of this section, but not mentioned herein.
Any such items not listed below shall be deemed to be included.
A | ____________________________________________ | #N/A | #N/A | #N/A | #N/A | #N/A | #N/A | #N/A | #N/A | #N/A | #N/A | #N/A | #N/A | #N/A | #N/A | #N/A | #N/A | #N/A | #N/A | #N/A | #N/A | #N/A | #N/A | #N/A
B | ____________________________________________ | #N/A | #N/A | #N/A | #N/A | #N/A | #N/A | #N/A | #N/A | #N/A | #N/A | #N/A | #N/A | #N/A | #N/A | #N/A | #N/A | #N/A | #N/A | #N/A | #N/A | #N/A | #N/A | #N/A
C | ____________________________________________ | 0 | 0 | 0 | 0 | 0 | 0 | 0 | 0 | 0 | 0 | 0 | #N/A | 0 | 0 | 0 | 0 | 0 | 0 | 0 | 0 | #N/A | 0 | 0
D | ____________________________________________ | 0 | 0 | 0 | 0 | 0 | 0 | 0 | 0 | 0 | 0 | #N/A | #N/A | #N/A | 0 | #N/A | #N/A | 0 | 0 | 0 | 0 | #N/A | #N/A | 0
E | ____________________________________________ | #N/A | #N/A | #N/A | #N/A | #N/A | #N/A | #N/A | #N/A | #N/A | #N/A | #N/A | #N/A | #N/A | #N/A | #N/A | #N/A | #N/A | #N/A | #N/A | #N/A | #N/A | #N/A | #N/A
F | ____________________________________________ | #N/A | #N/A | #N/A | #N/A | #N/A | #N/A | #N/A | #N/A | #N/A | #N/A | #N/A | #N/A | #N/A | #N/A | #N/A | #N/A | #N/A | #N/A | #N/A | #N/A | #N/A | #N/A | #N/A
G | ____________________________________________ | #N/A | #N/A | #N/A | #N/A | #N/A | #N/A | #N/A | #N/A | #N/A | #N/A | #N/A | #N/A | #N/A | #N/A | #N/A | #N/A | #N/A | #N/A | #N/A | #N/A | #N/A | #N/A | #N/A
H | ____________________________________________ | #N/A | #N/A | #N/A | #N/A | #N/A | #N/A | #N/A | #N/A | #N/A | #N/A | #N/A | #N/A | #N/A | #N/A | #N/A | #N/A | #N/A | #N/A | #N/A | #N/A | #N/A | #N/A | #N/A
J | ____________________________________________ | #N/A | #N/A | #N/A | #N/A | #N/A | #N/A | #N/A | #N/A | #N/A | #N/A | #N/A | #N/A | #N/A | #N/A | #N/A | #N/A | #N/A | #N/A | #N/A | #N/A | #N/A | #N/A | #N/A
K | ____________________________________________ | #N/A | #N/A | #N/A | #N/A | #N/A | #N/A | #N/A | #N/A | #N/A | #N/A | #N/A | #N/A | #N/A | #N/A | #N/A | #N/A | #N/A | #N/A | #N/A | #N/A | #N/A | #N/A | #N/A
COLLECTION
Page Numbers
[16 empty] | #N/A | #N/A | #N/A | #N/A | #N/A | #N/A | #N/A | #N/A | #N/A
| BQ/ARR/C/1 | [14 empty] | #N/A | #N/A | #N/A | #N/A | #N/A | #N/A | #N/A | #N/A | #N/A
[16 empty] | #N/A | #N/A | #N/A | #N/A | #N/A | #N/A | #N/A | #N/A | #N/A
| BQ/ARR/C/2 | [14 empty] | #N/A | #N/A | #N/A | #N/A | #N/A | #N/A | #N/A | #N/A | #N/A
[16 empty] | #N/A | #N/A | #N/A | #N/A | #N/A | #N/A | #N/A | #N/A | #N/A
| BQ/ARR/C/3 | [14 empty] | #N/A | #N/A | #N/A | #N/A | #N/A | #N/A | #N/A | #N/A | #N/A
[16 empty] | 0 | 0 | 0 | 0 | 0 | 0 | 0 | 0 | #N/A
| BQ/ARR/C/4 | [14 empty] | #N/A | #N/A | #N/A | #N/A | #N/A | #N/A | #N/A | #N/A | #N/A
[16 empty] | 0 | 0 | 0 | 0 | 0 | 0 | 0 | 0 | #N/A
| BQ/ARR/C/5 | [14 empty] | #N/A | #N/A | #N/A | #N/A | #N/A | #N/A | #N/A | #N/A | #N/A
TOTAL FOR SECTION C - CONCRETE WORK

## C-CONCRETE WORK
FISHERMAN'S COVE-STORY HOTEL
BEL OMBRE, MAHE SEYCHELLES
|  | BILL_01_ARR | BILL_02_ADD | BILL_03_KIDS | BILL_04_CONF | BILL_05_SRT | BILL_06_TB1 | BILL_07_TB2 | BILL_08_TB3 | BILL_09_STS_FMC | BILL_10_STL_FMC | BILL_11_SPA | BILL_12_BOH | BILL_13_MEP_FMC | BILL_14_GTH | BILL_15_GBS | BILL_16_GBL | BILL_17_SA1 | BILL_18_SA2 | BILL_19_STS_STO | BILL_20_STL_STO | BILL_21_CHR | BILL_22_MEP_STO | BILL_23_RVL | BILL_24_PS | BILL_26.1_External Works_FMC | BILL_26.2_External Works_STO
Item | Description | Quantity | Quantity | Quantity | Quantity | Quantity | Quantity | Quantity | Quantity | Quantity | Quantity | Quantity | Quantity | Quantity | Quantity | Quantity (Item) | Quantity | Quantity | Quantity | Quantity | Quantity | Quantity | Quantity | Quantity | Quantity | Quantity | Quantity
SECTION C - CONCRETE WORK
GENERAL NOTE
Concrete Works
A | The quantities for concrete are measured net and do not | [23 empty] | #N/A | #N/A | #N/A
include for filling voids encountered in excavation or resulting
from over excavation. The unit rates/total rates shall include
for any
B | Notwithstanding the scope descriptions provided herein,
the Contractor shall include all associated works to complete
the required scope all in accordance with the specifications
and drawings and such are deemed to be included in the
unit or total rates.
Reinforcement
C | All reinforcement steel bars shall be deformed high-grade
steel to ASTM A615 with a minimum yield strength of MPa
460N/mm2 and 420N/mm for shear reinforcement and
reference shall be made to relevant general notes section,
drawings and specifications
D | Quantity calculations for reinforcement hereinafter are based
on reinforcement weights and properties in accordance with
ADS published data. The total weights indicated exclude
splices. Should Contractor select alternative weights or
method of construction and support in accordance with the
Specification, no additional weight of reinforcement steel shall
be calculated and the Contractor shall not be not be entitled
to any quantity adjustment or additional compensation
E | Reinforcement weights are calculated based on the
rebar ratio listed below for each member.
F | Concrete Specifications shall be as provided in the General
Note section and below are the key denotations
-(OPC) Ordinary Portland cement to ASTM C150 or BS12
-(GGBS) Ground Granulated Blast Furnace Slag to BS6699
-(MS) Micro silica to ASTM C1240
Formwork
G | All Formwork included herein is to reinforced in-situ concrete
works unless indicated otherwise
H | Temporary formwork supports including proprietary and site
fabricated units, forming and making good all temporary
support openings and the like in concrete, all adaptations as
work proceeds, and all formwork associated items as deemed
necessary to complete the concrete works, are deemed to be
included within the construction items and the associated
unit rates/total rates herein
J | The type/finish of formwork required to produce the surface
finish to concrete as described shall be deemed to included
in unit rates/total rates for formwork herein
K | Forming defined openings in Concrete are measured within
this section. Forming general openings, channels, rebates,
and the like for general installation of work are not included
herein and shall be deemed to be included in the unit rates
and/or total rates for formwork or in rates for the work
construction item to which they relate
L | Forming undefined and general Service openings, channels,
chases, rebates and the like for pipes, ducts, equipment,
and the like for general installation of service work (Builder's
Works in Connection with Services) are not measured herein
Items are included in the relevant Plumbing, Mechanical,
and Electrical Services sections of these Bill of Quantities
SECTION C - CONCRETE WORK (CONT'D)
IN-SITU CONCRETE
Substructure Frame
Blinding concrete; with concrete grade M15, laid to clean/
compacted surface to receive the foundation concrete, complete
all in accordance with the relevant Drawings and Specifications
A | Blinding; to footings | 26
| 50 mm thick blinding | [7 empty] | 30.64 |  | 7.34 | [7 empty] | 7.94 |  | 7.34
| 50 mm thick blinding; to footings |  | 20 | 5 | 9 |  |  | 29
| 50mm thick blinding; to pad footings |  |  |  |  | 25 | 2 | [16 empty] | 3
| 50 mm thick blinding; to strip footings | [5 empty] | 26 | [16 empty] | 12
| 50 mm thick blinding; to raft foundations | [5 empty] | 12
| 50 mm thick blinding; to pad footings/strip footing | [8 empty] | 8 |  |  | 23.8 | 4.45 | 1 |  |  |  |  | 8
| 50mm thick blinding; to raft/ pad footings | [10 empty] | 26.35
| 50 mm thick blinding; to 200thk on grade slab | [11 empty] | 7.45
| 50 mm thick blinding; to stair case | [11 empty] | 0.2
| 100 mm thick blinding; to raft foundation | [11 empty] | 33.2
50 mm thick blinding; to pad footings/strip footing; to
| Sub-Station 2 | [21 empty] | 3.1
50 mm thick blinding; to strip footing; to
| Electrical Room | [21 empty] | 2
| Blinding concrete | [14 empty] | 1
Lean concrete; with concrete grade C20, laid to clean/
compacted surface to receive the reinforced concrete, complete
all in accordance with the relevant drawings and specifications
B | Protective lean concrete | 16 |  |  |  |  | 19 | 15 | 4 |  |  |  | 77 | [7 empty] | #N/A |  |  | 8
C | Mass concrete filling | 2 |  |  |  |  | 1 | [5 empty] | 36 | [7 empty] | #N/A |  |  | 3
D | Composite staircase at basment; 4 steps with overall size | [11 empty] | 7.801
1912mm x 1200mm; approximate height 850mm
| Composite staircase at lower ground floor; 5 steps with overall | [11 empty] | 11.52
size 1600mm x 1800mm; approximate height 800mm
Reinforced concrete; with concrete grade M30, complete all
accordance with the relevant Drawings and Specifications
E | Slab on grade, 150mm thick | 94 |  | 28 | 36 | 56 | 125 | 130 | 137.29 | 19 |  | 69 | 101 |  | 3 |  |  | 34 | 35.23 | 19 |  | 29 |  | 1
| Slab on grade, 100mm thick | [13 empty] | 1
| Slab on grade, 250mm thick, to water tank |  | 3.34
| Slab on grade, 175mm thick |  |  |  |  | 2
| Slab on grade, 300mm thick |  |  |  |  | 77 | [5 empty] | 72
| Slab on grade, 200mm thick | [5 empty] | 8 |  |  | 11 | 63.91 |  | 30 | 35 |  |  | 90 |  |  | 12 | 63.91 |  |  | 102
| Slab on grade, 250mm thick | [22 empty] | 10
| Slab on grade, 400mm thick | [8 empty] | 1
| Slab on grade, 250mm thick, to planter rooms | [9 empty] | 6.51
| Slab on grade, 200mm thick; to Sub-Station 2 | [21 empty] | 27
| Slab on grade, 200mm thick; to Electrical Room | [21 empty] | 11
F | Retaining walls under the lower ground floor | 77 | [21 empty] | #N/A
| Retaining walls | [5 empty] | 74 | 39 | 13 |  |  |  | 61 | [5 empty] | 1
| Reinforced concrete walls under the lower ground floor | 23 |  |  |  |  | 34 | 2 | [15 empty] | #N/A
| Reinforced concrete walls, 250mm thick |  | 25.64
| Reinforced concrete walls | [7 empty] | 1.67
| RC walls |  |  |  |  | 101
| Walls; to under the lower ground floor | [11 empty] | 199
| Walls, 350mm thick | [22 empty] | 4
| Walls, 250mm thick | [22 empty] | 2
| Walls, 200mm thick | [22 empty] | 62
G | Colum shafts, under the lower ground floor | 6 | [10 empty] | 12 |  |  |  |  | 5
| Column shafts |  |  | 6 |  |  | 4 | 4 | 4.76 |  | 3.26 | [7 empty] | 1 |  | 3
| Column shafts, under the ground floor |  |  |  | 5 | 20 |  |  |  | 3.26 |  | 19 |  | 1 | 1 |  | 6 |  |  | 3.26 |  |  |  | 12
| Columns, under the ground floor | [20 empty] | 2
| Column shafts; to under the lower ground floor; to | [21 empty] | 1
Sub-Station 2
| Column shafts; to under the lower ground floor; to | [21 empty] | 1
Electrical Room
H | Stair | [11 empty] | 1 | [10 empty] | 5
I | Pad footings | 83 |  | 15 | 13 |  | 11 |  | 7 | 26 | 14.76 | [7 empty] | 2.18 | 26 | 14.76
| Pad footing, 250mm thick |  |  |  |  | 23 | [17 empty] | 5
| Pad footing, 300mm thick | [22 empty] | 3
| Pad footing, 350mm thick |  |  |  |  | 98 | [17 empty] | 6
| Pad footing, 400mm thick |  |  |  |  | 10 | [17 empty] | 3
| Pad footing, 425mm thick | [22 empty] | 2
| Pad footing, 450mm thick |  |  |  |  | 59 | [17 empty] | 9
| Pad footing, 600mm thick | [22 empty] | 59
| Pad footing, 500mm thick | [22 empty] | 25
| Pad footing, 475mm thick |  |  |  |  | 3
| Pad foundation, 450mm thick | [10 empty] | 33
| Pad foundation, 250mm thick | [13 empty] | 2
| Pad/strip footings; to Sub-Station 2 | [21 empty] | 19
| Pad/strip footings | [6 empty] | 183 |  |  |  |  | 207 | 27
| Raft foundations | [5 empty] | 118 | [5 empty] | 387
| Raft foundation slab, 450mm thick | [10 empty] | 204
| Raft foundation slab, 300mm thick | [15 empty] | 152 | 83 |  |  |  | 60
| Strip foundation, 250mm thick 850mm Width | [20 empty] | 2
| Strip foundation, 250mm thick 6000mm Wide | [13 empty] | 2
| Strip Foundation, 250mm thick | [22 empty] | 4
| Strip Foundation, 300mm thick | [22 empty] | 68
| Strip Foundation | 116 |  | 12 | 22 |  | 160 |  | 180.69 | [9 empty] | 48
| Strip footings | [8 empty] | 18 | 26.44 | [9 empty] | 26.44
| Strip footing, 250mm thk; Electrical Room | [21 empty] | 10
J | Ground beams | [11 empty] | 5
| GF beams | [8 empty] | 15 | [9 empty] | 15
| Beams, under the ground floor; to Electrical Room | [21 empty] | 4
| Beams, under the ground floor |  |  |  |  | 8 | [5 empty] | 8 |  |  |  |  | 25 | 9 |  |  |  | 6 |  | 6
| Tie beams | [15 empty] | 29 | 18
| Suspended Slabs, 300mm thick | [5 empty] | 45 | [5 empty] | 575
| Pool slab | [22 empty] | 31
| Pool walls | [22 empty] | 18
| Piers | [22 empty] | 1
| Lift pit | [22 empty] | 2
| Substructure concrete | [14 empty] | 1
Reinforced concrete; with concrete grade M35, complete all
accordance with relevant Drawings and Specifications
| Slab on grade, 250mm thick | [8 empty] | 5 | 14.89 | [8 empty] | 5 | 14.89
| Reinforced concrete wall, 250mm thick | [8 empty] | 10 | [9 empty] | 10
| Reinforced concrete walls | [9 empty] | 12.02 | [9 empty] | 12.02
| Reinforced concrete wall, 200mm thick | [8 empty] | 1 | [9 empty] | 1
Superstructure Frame
Reinforced concrete; with concrete grade M30, complete all
accordance with the relevant Drawings and Specifications
| Suspended Slabs, 200mm thick | 11 |  | 9 | 4 | 10 | 276 | 231 | 250.19 |  |  |  |  | 19 | 10 | [6 empty] | 17 |  | 7
| Suspended Slabs, 250mm thick |  |  |  | 9 | 171 | 83 | 64 | 77.58 |  |  | 49 |  | 17
| Suspended Slabs, 300mm thick | 135 | 88.16 | [9 empty] | 575 | [10 empty] | 76
| Suspended Slabs, 150mm thick | [5 empty] | 8 | 11 | 9.84 | 6 | 11.69 |  | 6 |  |  |  | 7 | 33 | 60.8 | 6 | 11.69
| Suspended Slabs, 175mm thick | [15 empty] | 72 |  | 0.91
| Suspended Slabs, 350mm thick | 24
| Suspended Slabs, 400mm thick | [11 empty] | 375
| Suspended Slabs, 450mm thick | 81
| Suspended Slabs, 500mm thick (including 200mm thk drop | [11 empty] | 10
pannel)
| Suspended Slabs, 200mm thick; to Sub-Station 2 | [21 empty] | 27
| Suspended Slabs, 200mm thick; to Electrical Room | [21 empty] | 11
| Beams; to Sub-Station 2 | [21 empty] | 3
| Beams; to Electrical Room | [21 empty] | 1
| Beams | 34 | 9 | 5 | 7 | 19 | 82 | 64 | 59.32 | 15 | 26.44 | 21 | 34 | 5 | 2 |  | 37 | 13 | 17.14 | 15 | 26.44 | 7 |  | 42
| Upstands | [5 empty] | 4 | 2 | 9.89 |  |  |  | 4
| Staircase | 16 |  |  |  |  | 20 | 13 | 10.24 |  |  |  | 30 |  |  |  | 3 | 2 | 6.07 |  |  |  |  | 4
| Lintels | [13 empty] | 1
| Columns | 21 | 24.32 | 9 | 11 | 15 | 34 | 25 | 29 | 3 | 5.77 | 28 | 100 | 11 | 1 |  | 16 | 7 | 14 | 3 | 5.77 | 9 |  | 35
| Columns; to Sub-Station 2 | [21 empty] | 7
| Columns; to Electrical Room | [21 empty] | 1
| Drop Panel | 4
| Walls | [22 empty] | 66
| RC Wall, 200mm thk | [12 empty] | 5
| Reinforced concrete walls above the lower ground floor | 114 | [16 empty] | 4
| Reinforced concrete walls above ground floor | [5 empty] | 47 | 30 | 42.72 |  |  |  | 99
| Reinforced concrete walls above ground floor; to Sub-Station 2 | [21 empty] | 6
| Concrete hob; to shaft area (approx. 7 x 0.3 x 0.3)m |  | 0.63
| Concrete hob; to shaft area (approx. 5m x 0.3m x 0.3m) |  |  | 0.45 | 1
| Parapet Wall, 200mm thk | [12 empty] | 8
| Parapet wall, 200mm thk; to Electrical Room | [21 empty] | 4
| Superstructure concrete | [14 empty] | 1
Mass concrete; complete all in accordance with
the relevant Drawings and Specifications
| Mass concrete steps | [5 empty] | 2 |  | 1.76
| Mass concrete filling | [6 empty] | 2
Reinforced concrete; with concrete grade M35, complete all
accordance with the relevant Drawings and Specifications
| Suspended Slabs, 200mm thick | [5 empty] | 3 | 3 | 2
| Reinforced concrete walls above ground floor | [5 empty] | 3 | 3 | 3
SECTION C - CONCRETE WORK (CONT'D)
IN-SITU CONCRETE (CONT'D)
REINFORCEMENT
Mesh Reinforcement
Mesh reinforcement; including all necessary works, complete
all accordance with the relevant Drawings and Specifications
A | A252 mesh; to slab on grade | 627 | 794.35 | 187 | 237 | 390 | 869 | 867 | 915 | 198 | 320 | 697 | 673 | 176 | 22 |  | 452 |  | 235 | 198 | 320 |  |  | #N/A
| A393 mesh; to strip footing | [5 empty] | 52 | 39 | 145.42
| A-252 mesh | [20 empty] | 201
| A252 mesh; to slab on grade; to Sub-Station 2 | [21 empty] | 134
| A252 mesh; to slab on grade; Electrical Room | [21 empty] | 55
| Mesh reinforcement | [14 empty] | 1
Bar Reinforcement
High yield steel bar reinforcement; characteristic strength as
described, including all necessary works, complete all
accordance with the relevant Drawings and Specifications
B | Retaining walls; 200kg/m3 | [11 empty] | 12200
| Retaining walls; 150kg/m3 | [5 empty] | 24300 | 6150 | 9033
| Retaining walls under the ground floor; 150kg/m3 | 11550 | [16 empty] | 184.5 |  |  | #N/A
C | Water tank walls; 150kg/m3 |  | 3846 | [18 empty] | #N/A
D | RC walls; 150kg/m3 |  |  |  |  | 15150
| Walls; 150kg/m3 | [12 empty] | 1950 | [9 empty] | 20550
| walls above ground floor; 150kg/m3 | [17 empty] | 579
| Reinforced concrete walls; 200kg/m3 | [11 empty] | 59600
| Reinforced concrete walls; 150kg/m3 | 20550 | [5 empty] | 4950 |  | 1650 | 1803 | [8 empty] | 1650 | 1803 |  | 1500
| Reinforced concrete walls; 135kg/m3 | [5 empty] | 11222 |  | 6335.55
E | Suspended slab; 80kg/m3 | [8 empty] | 480 | 935.2 | [8 empty] | 480 | 935.2
| Suspended slab; 100kg/m3 | [15 empty] | 7900 | 3300 | 6171
| Suspended slab; 125kg/m3 |  |  |  | 1625 |  |  | 38625 | 42463.75 | [5 empty] | 1250 | [8 empty] | 10375
| Suspended slab; 150kg/m3 |  |  | 1350 |  | 27150 | 62250 | [6 empty] | 5400 | [8 empty] | 5700
| Suspended slab; 200kg/m3 |  | 17632
| Suspended slab; 370kg/m3 | [10 empty] | 18130
| Suspended slab; 225kg/m3 | [11 empty] | 217350
| Suspended slab; 300kg/m3 | 75300 | [19 empty] | 5100
F | Slab on grade; 90kg/m3 | [8 empty] | 3240 | 7677.9 | [8 empty] | 3240 | 7677.9
| Slab on grade; 100kg/m3 | [16 empty] | 3400 | 3523 |  |  | 2900 |  | 11300
| Slab on grade; 250kg/m3 | [5 empty] | 33250 |  | 34322.5 |  |  |  | 32750
| Slab on grade; 150kg/m3; to Sub-Station 2 | [21 empty] | 4050
| Slab on grade; 150kg/m3; to Electrical Room | [21 empty] | 1650
| Slab on grade; 125kg/m3 |  |  | 3500 | 4500
| Slab on grade; 150kg/m3 |  | 18351 |  |  | 20250 | [5 empty] | 21150
| Slab on grade; 100kg/m3; for additional top & bottom R/F | [15 empty] | 9000
| Drop Panel; 300kg/m3 | 1200
| Beams; 150kg/m3 |  |  |  |  | 1200 | [7 empty] | 750 | 300 |  |  | 6000
| Beams; 200kg/m3 |  |  |  |  | 3800
| Beams; 225kg/m3 |  |  |  | 1575 | [18 empty] | 9450
| Beams; 290kg/m3 |  | 2610
| Beams; 240kg/m3 |  |  | 1200
| Beams; 375kg/m3 | 12750
| Beams; 310kg/m3 | [10 empty] | 8990
| Beams; 175kg/m3 | [11 empty] | 6825
| Beams; 125kg/m3 | [5 empty] | 10250 | 8000 | 7415 | 1875 | 3305 | [5 empty] | 11375 |  | 2142.5 | 1875 | 3305 | 1625
| Beams; 150kg/m3; to Sub-Station 2 | [21 empty] | 450
| Beams; 150kg/m3; to Electrical Room | [21 empty] | 750
| Ground Beams; 150kg/m3 | [8 empty] | 2250 | [9 empty] | 2250
| Ground Beams; 250kg/m3 | [22 empty] | 1500
| Staircase; 100kg/m3 | [16 empty] | 200 | 607
| Staircase; 200kg/m3 | 3200 | [10 empty] | 6200
| Staircase; 125kg/m3 | [5 empty] | 2750 | 1625 | 1500 | [7 empty] | 375 | [6 empty] | 1125
| Concrete hob; to shaft area (approx. 5m x 0.3m x 0.3m) |  |  | 108 | 350
| Concrete hob; to shaft area (approx. 7 x 0.3 x 0.3)m |  | 189
| Columns; 125kg/m3 | [16 empty] | 1500 | 1872.5
| Columns; 140kg/m3 | [10 empty] | 6580
| Columns; 200kg/m3 |  |  |  |  | 7000 |  |  |  | 1252 | 1806 |  |  | 2400 |  |  | 4400 |  |  | 1252 | 1806
| Columns; 250kg/m3 | [5 empty] | 9500 | 7250 | 8440 |  |  |  | 28000 | [10 empty] | 11750
| Columns; 280kg/m3 |  |  | 4200
| Columns; 300kg/m3 |  | 9996
| Columns; 225kg/m3 | [20 empty] | 2475
| Columns; 350kg/m3 | 9450 |  |  | 5600
| Columns and Column shafts; 250kg/m3 | [13 empty] | 500
| Columns; 200kg/m3; to Sub-Station 2 | [21 empty] | 1600
| Columns; 200kg/m3; to Electrical Room | [21 empty] | 400
| Foundation; 225kg/m3 | [10 empty] | 53325
| Foundation; 100kg/m3 |  |  | 2700 | 3500 | [11 empty] | 15200 | [6 empty] | 18400
| Foundation; 125kg/m3 |  |  |  |  | 24125
| Foundation; 175kg/m3 |  | 24850 | [15 empty] | 8781.5
| Foundation; 150kg/m3 | 29850 | [10 empty] | 89100 |  | 1200 |  |  | 12450
| Foundation; 80kg/m3 | [5 empty] | 23120 | 25040 | 15015.2 | 3520 | 3296 |  |  | 4960 | [5 empty] | 3520 | 3296 | 4960 | 2320
| Upstands; 125kg/m3 | [6 empty] | 250 | 1236.25
| Upstands; 200kg/m3 | [11 empty] | 800
| Lintels; 150kg/m3 | [13 empty] | 150
| Pool slab; 150kg/m3 | [22 empty] | 4650
| Pool walls; 75kg/m3 | [22 empty] | 1350
| Bar reinforcement | [14 empty] | 1
FORMWORK AND SHUTTERUING
Concrete Formwork
Supply and installation of formwork/shuttering, including
vertical, horizontal, and sloped surfaces, including fixing
of formworks to required class, propping, shuttering,
supports, and all accessories and removing of shuttering
after specified duration, all other associated activities,
complete all in accordance with relevant Drawings and
Specifications
| to foundation; sides | 230 | 247 | 65 | 87 |  | 324 | 285 | 322.84 | 101 | 110.57 |  | 407 | 69 | 21 |  |  |  | 120.01 | 101 | 110.57 |  |  | 189
| to foundation (Pad footing); sides |  |  |  |  | 255
| to foundation (Raft slab); sides | [10 empty] | 112 |  |  |  |  | 31 | 25 |  |  |  | 15
| to foundation (Strip foundation); sides | [20 empty] | 4
| to Foundation; sides; to Sub-Station 2 | [21 empty] | 48
| to foundation (Strip footing); sides; to Electrical Room | [21 empty] | 19
| Retaining walls under the ground floor; sides | 414 | [16 empty] | 6.66
| to Retaining walls; sides | [5 empty] | 516 | 389 | 107.15
#N/A
| to Reinforced concrete walls; sides | 314 |  |  |  |  | 909 | 393 | 521.42 | 79 |  |  | 2394
| to Reinforced concrete walls; sides; to Sub-Station 2 | [21 empty] | 61
| to RC walls; sides |  |  |  |  | 747 | [7 empty] | 51
| to Walls; sides | [22 empty] | 1367
| walls above ground floor; sides | [17 empty] | 32.28
| to Parapet wall; sides | [12 empty] | 83
| to Parapet wall; sides; to Electrical Room | [21 empty] | 36
| to Slab on grade/grade slabs; sides | 18 | 23.1 | 62 | 10 | 62 | 28 | 33 | 41.75 |  | 26.42 | 28 | 63 | 13 | 5 |  | 24 | 17 | 24.2 | 15 | 26.42 | 9 |  | 247
| to Slab on grade/grade slabs; sides; to Sub-Station 2 | [21 empty] | 10
| to Slab on grade/grade slabs; sides; to Electrical Room | [21 empty] | 6
| to Suspended slabs | [18 empty] | 37
| to Suspended slabs; sides | 116 | 76 |  | 10 | 20 | 143 | 156 | 191.25 |  | 5.17 | 13 | 304 | 25 | 6 |  | 27 | 23 | 44.36 | 2 | 5.17 | 9 |  | 47
| to Suspended slabs; sides; to Sub-Station 2 | [21 empty] | 10
| to Suspended slabs; sides; to Electrical Room | [21 empty] | 6
| to Suspended slabs; soffit (including beam soffits) | 797 | 259 |  | 57 | 214 | 1924 | 1513 | 1645.94 |  | 77.9 | 143 | 2912 | 167 | 48 |  | 481 | 231 | 409 |  | 77.9 | 98 |  | 291
| to Suspended slabs; soffit (including beam soffits); to | [21 empty] | 55
Electrical Room
to Suspended slabs; soffit (including beam soffits); to
| Sub-Station 2 | [21 empty] | 3.1
| to column shaft sides, sides | [22 empty] | 189
| to Columns, sides; measured to slab soffits | 265 | 417 | 154 | 166 | 423 | 697 | 536 | 588 |  | 149.55 | 439 | 1366 | 161 | 31 |  | 379 | 197 | 213 | 104 | 149.55 | 142 |  | 201
| to Columns, sides; measured to slab soffits; to Sub-Station 2 | [21 empty] | 95
| to Columns, sides; measured to slab soffits; to Electrical Room | [21 empty] | 26
to Beam soffits
| to Beams; sides | 191 | 85 | 51 | 65 | 245 | 808 | 637 | 621 | 234 | 183 | 249 | 393 | 53 | 22 |  | 700 | 320 | 175 | 234 | 183 | 70 |  | 323
| to Beams; sides; to Sub-Station 2 | [21 empty] | 26
| to Beams; sides; to Electrical Room | [21 empty] | 37
| to Staircase; sides and soffits | 82 |  |  |  |  | 89 | 69 | 47.07 |  |  |  | 134 |  |  |  | 19 | 15 | 46.42 |  |  |  |  | 40
| to Water tank walls; sides |  | 205.11
| Concrete hob; to shaft area (approx. 7 x 0.3 x 0.3)m |  | 4
| Concrete hob; to shaft area (approx. 5m x 0.3m x 0.3m) |  |  | 3 | 3
| to Upstands; sides | [5 empty] | 65 | 42 | 131.27 |  |  |  | 43
| to Lintels; sides | [13 empty] | 11
| to pool walls; sides | [9 empty] | 98.4 | [8 empty] | 79 | 98.4 |  |  | 146
| to pool slab; sides | [22 empty] | 120
| to substructre | [14 empty] | 1
| to superstructre | [14 empty] | 1
SECTION C - CONCRETE WORK (CONT'D)
IN-SITU CONCRETE (CONT'D)
Concrete Ancillary Works
Sundries, to concrete works including all miscellaneous
works as required to complete the scope in accordance
with relevant drawings and specifications
A | Expansion joints | 1 | 1 | 1 | 1 | 1 | 1 | 1 | 1 | 1 | 1 | 1 | 1 | 1 | 1 | 1 | 1 | 1 | 1 | 1 | 1 | 1 | 1 | 1
B | External Water stop | 1 | 1 | 1 | 1 | 1 | 1 | 1 | 1 | 1 | 1 | 1 | 1 | 1 | 1 | 1 | 1 | 1 | 1 | 1 | 1 | 1 | 1 | 1
C | Isolation joint, including filler, sealant, mastic, etc. | 1 | 1 | 1 | 1 | 1 | 1 | 1 | 1 | 1 | 1 | 1 | 1 | 1 | 1 |  | 1 | 1 | 1 | 1 | 1 | 1 | 1 | 1
D | Horizontal and vertical construction joints, control joints, etc. | 1 | 0 | 0 | 0 | 1 | 1 | 1 | 1 | 1 | 1 | 1 | 1 | 1 | 1 |  |  | 1 | 1 | 1 | 1 | 1 | 1 | 1
E | Surface finishes to concrete | 1 | [9 empty] | 1 | 1 | 1 | 1 |  | 1 |  |  |  |  | 1 | 1
F | Allow for RC plinth for equipment including, formwork,
| reinforcement, if necessary to complete |  | 1 | 1 | 1 | 1 | 1 | 1 | 1 | 1 | 1 |  | 1 | 1 | 1 |  |  | 1 | 1 | 1 | 1 | 1 | 1 | 1
SECTION C - CONCRETE WORK (CONT'D)
Tenderer's Adjustments
The Contractor will list here and price any items shown on the
drawings, mentioned in the Specifications or required for the
satisfactory completion of this section, but not mentioned herein.
Any such items not listed below shall be deemed to be included.
A | ____________________________________________ | #N/A | #N/A | #N/A | #N/A | #N/A | #N/A | #N/A | #N/A | #N/A | #N/A | #N/A | #N/A | #N/A | #N/A | #N/A | #N/A | #N/A | #N/A | #N/A | #N/A | #N/A | #N/A | #N/A
B | ____________________________________________ | #N/A | #N/A | #N/A | #N/A | #N/A | #N/A | #N/A | #N/A | #N/A | #N/A | #N/A | #N/A | #N/A | #N/A | #N/A | #N/A | #N/A | #N/A | #N/A | #N/A | #N/A | #N/A | #N/A
C | ____________________________________________ | 0 | 0 | 0 | 0 | 0 | 0 | 0 | 0 | 0 | 0 | 0 | #N/A | 0 | 0 | 0 | 0 | 0 | 0 | 0 | 0 | #N/A | 0 | 0
D | ____________________________________________ | 0 | 0 | 0 | 0 | 0 | 0 | 0 | 0 | 0 | 0 | #N/A | #N/A | #N/A | 0 | #N/A | #N/A | 0 | 0 | 0 | 0 | #N/A | #N/A | 0
E | ____________________________________________ | #N/A | #N/A | #N/A | #N/A | #N/A | #N/A | #N/A | #N/A | #N/A | #N/A | #N/A | #N/A | #N/A | #N/A | #N/A | #N/A | #N/A | #N/A | #N/A | #N/A | #N/A | #N/A | #N/A
F | ____________________________________________ | #N/A | #N/A | #N/A | #N/A | #N/A | #N/A | #N/A | #N/A | #N/A | #N/A | #N/A | #N/A | #N/A | #N/A | #N/A | #N/A | #N/A | #N/A | #N/A | #N/A | #N/A | #N/A | #N/A
G | ____________________________________________ | #N/A | #N/A | #N/A | #N/A | #N/A | #N/A | #N/A | #N/A | #N/A | #N/A | #N/A | #N/A | #N/A | #N/A | #N/A | #N/A | #N/A | #N/A | #N/A | #N/A | #N/A | #N/A | #N/A
H | ____________________________________________ | #N/A | #N/A | #N/A | #N/A | #N/A | #N/A | #N/A | #N/A | #N/A | #N/A | #N/A | #N/A | #N/A | #N/A | #N/A | #N/A | #N/A | #N/A | #N/A | #N/A | #N/A | #N/A | #N/A
J | ____________________________________________ | #N/A | #N/A | #N/A | #N/A | #N/A | #N/A | #N/A | #N/A | #N/A | #N/A | #N/A | #N/A | #N/A | #N/A | #N/A | #N/A | #N/A | #N/A | #N/A | #N/A | #N/A | #N/A | #N/A
K | ____________________________________________ | #N/A | #N/A | #N/A | #N/A | #N/A | #N/A | #N/A | #N/A | #N/A | #N/A | #N/A | #N/A | #N/A | #N/A | #N/A | #N/A | #N/A | #N/A | #N/A | #N/A | #N/A | #N/A | #N/A
COLLECTION
Page Numbers
[16 empty] | #N/A | #N/A | #N/A | #N/A | #N/A | #N/A | #N/A | #N/A | #N/A
| BQ/ARR/C/1 | [14 empty] | #N/A | #N/A | #N/A | #N/A | #N/A | #N/A | #N/A | #N/A | #N/A
[16 empty] | #N/A | #N/A | #N/A | #N/A | #N/A | #N/A | #N/A | #N/A | #N/A
| BQ/ARR/C/2 | [14 empty] | #N/A | #N/A | #N/A | #N/A | #N/A | #N/A | #N/A | #N/A | #N/A
[16 empty] | #N/A | #N/A | #N/A | #N/A | #N/A | #N/A | #N/A | #N/A | #N/A
| BQ/ARR/C/3 | [14 empty] | #N/A | #N/A | #N/A | #N/A | #N/A | #N/A | #N/A | #N/A | #N/A
[16 empty] | 0 | 0 | 0 | 0 | 0 | 0 | 0 | 0 | #N/A
| BQ/ARR/C/4 | [14 empty] | #N/A | #N/A | #N/A | #N/A | #N/A | #N/A | #N/A | #N/A | #N/A
[16 empty] | 0 | 0 | 0 | 0 | 0 | 0 | 0 | 0 | #N/A
| BQ/ARR/C/5 | [14 empty] | #N/A | #N/A | #N/A | #N/A | #N/A | #N/A | #N/A | #N/A | #N/A
TOTAL FOR SECTION C - CONCRETE WORK

## D
FISHERMAN'S COVE-STORY HOTEL
BEL OMBRE, MAHE SEYCHELLES
ARRIVAL BUILDING
SECTION D - MASONRY

## D-MASONRY (hidden)
FISHERMAN'S COVE-STORY HOTEL
BEL OMBRE, MAHE SEYCHELLES
RATE BREAKDOWN
BILL NO 01 ¦ ARRIVAL BUILDING
Item | Description | Quantity | Unit | Rate | Total | Supply | Installation | OHP%
SECTION D - MASONRY
GENERAL NOTES
A | The following General Notes are applicable to "Masonry"
included within this Bill of Quantities. The information
provided in these notes shall be deemed to have been
incorporated into the construction methodology, and in the
construction unit rates and total rates as and where the
information may be considered applicable to the
| construction work items indicated herein |  | Note
B | Notwithstanding the scope descriptions provided herein,
the Contractor shall include all associated works to complete
the required scope all in accordance with the specifications
and drawings, and such are deemed to be included in the
| unit or total rates. |  | Note
C | Forming openings for access and services are not measured
separately herein. Forming such openings are deemed to be
included within the unit or total rates unless such items are
| separately measured herein |  | Note
D | Stiffener columns, bond beams, design joints, expansion joints
and/or any accessories or miscellaneous items required to
complete the scope are deemed to be included within the unit
or total rates herein for masonry work scope items, unless
| otherwise separately measured. |  | Note
E | Refer to Bill of Quantities 'Preambles and Pricing Notes'
| for additional General Notes and Pricing Information |  | Note
F | Refer to FLS Drawings for Fire rating of Masonry walls |  | Note
G | Refer to wall types legend for Acoustic rating of Masonry walls |  | Note
|  |  |  | To Collection USD | 0
SECTION D - MASONRY (CONT'D)
MASONRY WORKS
Substructure Blockworks (provisional)
Solid Blockwork; bedded and jointed in cement mortar
including form ties, vapour barriers, anchors, grout filling,
joints, damp proof course, complete all in accordance with
relevant drawings and specifications
A | 200mm thick | 282 | m2 |  | 0
External Blockworks
Concrete Blockwork; bedded and jointed in cement mortar
including lintels, plinths, form ties, vapour barriers, forming
cavity (where required), anchors, grout filling, joints, damp
proof course, stiffener columns, bond beams, complete; as
specified; complete all in accordance with the drawings ref.
P22120- JTP- ARC- DRW- GEN- FMC- ARR- 10200, P22120-
JTP- ARC- DRW- GEN- FMC- ARR- 10201 and specifications
B | 100mm thick solid block wall; acoustic rating Rw(dB) 49; Ref.
| Wall Type - A | 11 | m2 |  | 0
C | 200mm thick solid thermal block wall; acoustic rating Rw(dB)
| 50; Ref. Wall Type - D | 276 | m2 |  | 0
D | 200mm thick solid thermal block wall; acoustic rating Rw(dB)
| 50; fire rating 30min; Ref. Wall Type - D | 55 | m2 |  | 0
E | 200mm thick solid thermal block wall; acoustic rating Rw(dB)
| 50; fire rating 60min; Ref. Wall Type - D | 23 | m2 |  | 0
F | 250mm thick solid block wall; acoustic rating Rw(dB) 61; Ref.
| Wall Type - G | 16 | m2 |  | 0
G | 250mm thick solid block wall; acoustic rating Rw(dB) 61; fire
| rating 30min; Ref. Wall Type - G | 9 | m2 |  | 0
Internal Blockworks
Concrete Blockwork; bedded and jointed in cement
mortar including lintels, plinths, form ties, vapour barriers,
forming cavity (where required), anchors, grout filling,
joints, damp proof course, stiffener columns, bond beams,
complete; as specified; complete all in accordance with the
drawings ref. P22120- JTP- ARC- DRW- GEN- FMC- ARR- 10200,
P22120- JTP- ARC- DRW- GEN- FMC- ARR- 10201 and
specifications
H | 100mm thick solid block wall; acoustic rating Rw(dB) 49; Ref.
| Wall Type - A | 219 | m2 |  | 0
J | 100mm thick solid block wall; acoustic rating Rw(dB) 49; fire
| rating 30min; Ref. Wall Type - A | 16 | m2 |  | 0
K | 100mm thick solid block wall; acoustic rating Rw(dB) 49; fire
| rating 60min; Ref. Wall Type - A | 14 | m2 |  | 0
L | 100mm thick hollow block wall; acoustic rating Rw(dB) 47;
| Ref. Wall Type - B | 37 | m2 |  | 0
M | 200mm thick solid block demising wall; acoustic rating Rw(dB)
| 58; Ref. Wall Type - E | 12 | m2 |  | 0
N | 200mm thick solid block demising wall; acoustic rating Rw(dB)
| 58; fire rating 30min; Ref. Wall Type - E | 195 | m2 |  | 0
P | 200mm thick solid block demising wall; acoustic rating Rw(dB)
| 58; fire rating 60min; Ref. Wall Type - E | 224 | m2 |  | 0
Q | 200mm thick hollow block demising wall; acoustic rating Rw(dB)
| 51; fire rating 30min; Ref. Wall Type - F | 16 | m2 |  | 0
|  |  |  | To Collection USD | 0
SECTION D - MASONRY (CONT'D)
MASONRY WORKS (CONT'D)
Internal Blockworks (Cont'd)
Concrete Blockwork; bedded and jointed in cement
mortar including lintels, plinths, form ties, vapour barriers,
forming cavity (where required), anchors, grout filling,
joints, damp proof course, stiffener columns, bond beams,
complete; as specified; complete all in accordance with the
drawings ref. P22120- JTP- ARC- DRW- GEN- FMC- ARR- 10200
, P22120- JTP- ARC- DRW- GEN- FMC- ARR- 10201 and
specifications
A | 200mm thick hollow block demising wall; acoustic rating Rw(dB)
| 51; fire rating 60min; Ref. Wall Type - F | 31 | m2 |  | 0
|  |  |  | To Collection USD | 0
SECTION D - MASONRY (CONT'D)
Tenderer's Adjustments
The Contractor will list here and price any items shown on
the drawings, mentioned in the Specifications or required for
the satisfactory completion of this section, but not mentioned
herein. Any such items not listed below shall be deemed to
be included.
A | ____________________________________________
B | ____________________________________________
C | ____________________________________________
D | ____________________________________________
E | ____________________________________________
F | ____________________________________________
G | ____________________________________________
H | ____________________________________________
J | ____________________________________________
K | ____________________________________________
|  |  |  | To Collection USD | 0
COLLECTION
Page Numbers
| BQ/ARR/D/1 |  |  |  | 0
| BQ/ARR/D/2 |  |  |  | 0
| BQ/ARR/D/3 |  |  |  | 0
| BQ/ARR/D/4 |  |  |  | 0
| TOTAL FOR SECTION D - MASONRY |  |  | TO MAIN SUMMARY USD | 0
0
0
TRUE

## E
FISHERMAN'S COVE-STORY HOTEL
BEL OMBRE, MAHE SEYCHELLES
ARRIVAL BUILDING
SECTION E - METALWORK

## E-METALWORK (hidden)
FISHERMAN'S COVE-STORY HOTEL
BEL OMBRE, MAHE SEYCHELLES
RATE BREAKDOWN
BILL NO 01 ¦ ARRIVAL BUILDING
Item | Description | Quantity | Unit | Rate | Total | Supply | Installation | OHP%
SECTION E - METALWORK
GENERAL NOTES
A | The following General Notes are applicable to "Metalwork"
included within this Bill of Quantities. The information
provided in these notes shall be deemed to have been
incorporated into the construction methodology, and in the
construction unit rates and total rates as and where the
information may be considered applicable to the
| construction work items indicated herein |  | Note
B | Notwithstanding the scope descriptions provided herein,
the Contractor shall include all associated works to complete
the required scope all in accordance with the specifications
and drawings and such are deemed to be included in the
| unit or total rates. |  | Note
C | All structural steel shall be corrosion protected in accordance
| with the specifications. |  | Note
D | All structural steel shall be corrosion protected in accordance
| with the specifications. |  | Note
|  |  |  | To Collection USD | 0
SECTION E - METALWORK (CONT'D)
STRUCTURAL METALWORK
Structural Steelwork
Structural steel fabricated assemblies; including surface
preparation and protection, bolts, anchors, studs, mortices,
drilling, bolting, welding, on and off site fabrication, fittings,
fixings, seals, grouting, adhesives, finishes, etc. and all in
accordance with the relevant drawings and specifications
Primary Structural Steel Members
A | Truss T1, 50 x 30 x 3.2 RHS; 3.56kg/m | 1230 | kg |  | 0
B | Truss T1, 76.2 x 50.8 x 3 RHS; 5.53kg/m | 1651 | kg |  | 0
C | Truss T1A, 50 x 30 x 3.2 RHS; 3.56kg/m | 94 | kg |  | 0
D | Truss T1A, 76.2 x 50.8 x 3 RHS; 5.53kg/m | 127 | kg |  | 0
E | Truss T1B, 50 x 30 x 3.2 RHS; 3.56kg/m | 53 | kg |  | 0
F | Truss T1B, 76.2 x 50.8 x 3 RHS; 5.53kg/m | 71 | kg |  | 0
G | Truss T1C, 50 x 30 x 3.2 RHS; 3.56kg/m | 94 | kg |  | 0
H | Truss T1C, 76.2 x 50.8 x 3 RHS; 5.53kg/m | 127 | kg |  | 0
J | Truss T1D, 50 x 30 x 3.2 RHS; 3.56kg/m | 53 | kg |  | 0
K | Truss T1D, 76.2 x 50.8 x 3 RHS; 5.53kg/m | 71 | kg |  | 0
L | Truss T2, 50 x 25 x 2.5 RHS; 2.66kg/m | 24 | kg |  | 0
M | Truss T2, 50 x 30 x 3.2 RHS; 3.56kg/m | 110 | kg |  | 0
N | Truss T2, 76.2 x 50.8 x 3 RHS; 5.53kg/m | 7 | kg |  | 0
P | Truss T2A, 50 x 25 x 2.5 RHS; 2.66kg/m | 34 | kg |  | 0
Q | Truss T2A, 50 x 30 x 3.2 RHS; 3.56kg/m | 153 | kg |  | 0
R | Truss T2A, 76.2 x 50.8 x 3 RHS; 5.53kg/m | 10 | kg |  | 0
S | Truss T2B, 50 x 25 x 2.5 RHS; 2.66kg/m | 23 | kg |  | 0
T | Truss T2B, 50 x 30 x 3.2 RHS; 3.56kg/m | 105 | kg |  | 0
U | Truss T2B, 76.2 x 50.8 x 3 RHS; 5.53kg/m | 7 | kg |  | 0
V | Truss T2C, 50 x 25 x 2.5 RHS; 2.66kg/m | 12 | kg |  | 0
W | Truss T2C, 50 x 30 x 3.2 RHS; 3.56kg/m | 55 | kg |  | 0
X | Truss T2C, 76.2 x 50.8 x 3 RHS; 5.53kg/m | 3 | kg |  | 0
Y | Hip Truss T3, 50 x 30 x 3.2 RHS; 3.56kg/m | 166 | kg |  | 0
Z | Hip Truss T3, 76.2 x 50.8 x 3 RHS; 5.53kg/m | 222 | kg |  | 0
AA | Hip Truss T4, 50 x 30 x 3.2 RHS; 3.56kg/m | 166 | kg |  | 0
AB | Hip Truss T4, 76.2 x 50.8 x 3 RHS; 5.53kg/m | 222 | kg |  | 0
AC | Truss T5, 50 x 30 x 3.2 RHS; 3.56kg/m | 1230 | kg |  | 0
AD | Truss T5, 76.2 x 50.8 x 3 RHS; 5.53kg/m | 1651 | kg |  | 0
AE | Hip Truss T6, 50 x 30 x 3.2 RHS; 3.56kg/m | 93 | kg |  | 0
AF | Hip Truss T6, 76.2 x 50.8 x 3 RHS; 5.53kg/m | 125 | kg |  | 0
|  |  |  | To Collection USD | 0
SECTION E - METALWORK (CONT'D)
STRUCTURAL METALWORK (CONT'D)
Structural Steelwork (Cont'd.)
A | Truss Type TBC, 50 x 25 x 2.5 RHS; 2.66kg/m | 19 | kg |  | 0
B | Truss Type TBC, 50 x 30 x 3.2 RHS; 3.56kg/m | 87 | kg |  | 0
C | Truss Type TBC, 76.2 x 50.8 x 3 RHS; 5.53kg/m | 6 | kg |  | 0
NON-STRUCTURAL METALWORK
Balustrades and Handrails
Supply and installation of balustrade comprising of 50 x 300mm
size timber handrail, 25 x 50mm size steel toprails, 15 x 50mm
size floor mounted steel baluster and cable rod uprights; including
finishes, screw, bolts, fixing, fitting, accessories, etc. and all the
works required to complete; all in accordance with the relevant
Drawing ref. P22120-JTP-ARC-DRW-GEN-FMC-ARR-40100 and
Specifications
D | 1100mm high balustrade; to stairs and walkway | 44.26 | m |  | 0
E | 1100mm high balustrade; to terrace | 49.53 | m |  | 0
Nosing
Supply and installation of aluminum nosing; incuding finishes,
fixing, fitting, accessories, etc. and all the works required to
complete; all in accordance with relevant Drawing ref.
P22120-JTP-ARC-DRW-GEN-FMC-ARR-40100 and Specifications
F | "L" Shaped anti slip aluminium nosing; 2.5mm thick; to stairs | 83 | m |  | 0
|  |  |  | To Collection USD | 0
SECTION E - METALWORK (CONT'D)
Tenderer's Adjustments
The Contractor will list here and price any items shown on
the drawings, mentioned in the Specifications or required for
the satisfactory completion of this section, but not mentioned
herein. Any such items not listed below shall be deemed to
be included.
A | ____________________________________________
B | ____________________________________________
C | ____________________________________________
D | ____________________________________________
E | ____________________________________________
F | ____________________________________________
G | ____________________________________________
H | ____________________________________________
J | ____________________________________________
K | ____________________________________________
|  |  |  | To Collection USD | 0
COLLECTION
Page Numbers
| BQ/ARR/E/1 |  |  |  | 0
| BQ/ARR/E/2 |  |  |  | 0
| BQ/ARR/E/3 |  |  |  | 0
| BQ/ARR/E/4 |  |  |  | 0
| TOTAL FOR SECTION E - METALWORK |  |  | TO MAIN SUMMARY USD | 0
0
0
TRUE

## F
FISHERMAN'S COVE-STORY HOTEL
BEL OMBRE, MAHE SEYCHELLES
ARRIVAL BUILDING
SECTION F - WOODWORKS

## F-WOODWORKS (hidden)
FISHERMAN'S COVE-STORY HOTEL
BEL OMBRE, MAHE SEYCHELLES
Abu Dhabi
United Arab Emirates
BILL NO 01 ¦ ARRIVAL BUILDING
RATE BREAKDOWN
BILL NO. 1 ¦ ARRIVAL BUILDING
Item | Description | Quantity | Unit | Rate | Total | Supply | Installation | OHP%
SECTION F - WOODWORKS
GENERAL NOTES
A | The Contractor is referred to the, Interior Design, Material
schedules, details and Specifications to ensure complete
| compliance with the ID requirements and specifications |  | Note
B | The contractor must allow in his rates for coordination and
inclusion of all relevant Interior Design details and finishes
together with the Back of House finishes to ensure there is no
scope gap in this section. No claim whatsoever shall be
entertained due to failure to allow for all works including the
| interphasing. |  | Note
|  |  |  | To Collection USD | 0
SECTION F - WOODWORKS (CONT'D)
Timber roof structure; Sawn Hardwood
| Treated Hardwood Timber ; framed up; wrot all around | [7 empty] | Timber Grade assumed
unless otherwise stated; countersunk pelleted; including all
drilling and anchor bolts to concrete, Hurricane clips, bracing
straps, and plates and all other fixing accessories; all in
accordance Architect's and Structural Engineers Drawings and
Specifications
A | Ridge; 140 x 300mm | 40 | m |  | 0
B | Rafter, 150 x 300mm | 265 | m |  | 0
C | Timber member, 120 x 240mm | 286 | m |  | 0
D | Purlings, 75 x 75mm | 1764 | m |  | 0
E | Timber Post, 120 x 200mm | 79 | m |  | 0
Linings to roof
Roof covering support; Manufacturer and product reference:
to be confirmed; including all fixings, accessories; all in
accordance with the Specification and Drawings
D | 12mm thick plasterboard, sloping | 1152.24 | m2 |  | Omitted
Rigid boards; 20mm thick weather shield marine grade
plywood to roof laid onto mineral wool insulation (m/s),
including all fixings and to Architect's approval
E | 20mm thick, sloping | 1152.24 | m2 |  | 0
Supply and installation of fixed furniture; all in accordance with
the Specification and Drawings
Show Cabinet
F | Show cabinet Type 01; length 6100mm x width 600mm; type TBC | 2 | nr |  | 0
G | Show cabinet Type 02; length 550mm x width 550mm; type TBC | 3 | nr |  | 0
Vanity Top
H | Vanity Top Type 01; length 1800mm x width 340mm; type TBC | 2 | nr |  | 0
J | Vanity Top Type 02; length 3000mm x width 500mm; type TBC | 2 | nr |  | 0
Work Top
K | Work Top Type 01; length 13400mm x width 660mm; type TBC | 1 | nr |  | 0
Bench
L | Bench Type 1; length 2250mm x width 952mm; type TBC | 2 | nr |  | 0
M | Bench Type 2; length 1060mm x width 410mm; type TBC | 2 | nr |  | 0
Cupboard
N | Gaming cupboard; length 2000mm x width 350mm; type TBC | 1 | nr |  | 0
Storage Unit
P | Luggage storage unit; length 8500mm x width 900mm; type | 1 | nr |  | 0
TBC
|  |  |  | To Collection USD | 0
SECTION F - WOODWORKS (CONT'D)
Kitchen Equipment
Supply and installation of fixed furniture; all in accordance with
the Specification and Drawings
Lounge bar
A | Neutral unit with 3 drawers; overall size: 400mm Width x
| 690mm Depth x 930mm Height; ref. 01.02 | 1 | nr |  | Under PS
B | Neutral unit for freezer; overall size: 650mm Width x 640mm
| Depth x 930mm Height; ref. 01.04 | 1 | nr |  | Under PS
C | Neutral unit (open); overall size: 480mm Width x 600mm Depth
| x 930mm Height; ref. 01.05 | 1 | nr |  | Under PS
D | Cocktail unit; overall size: 765mm Width x 800mm Depth x
| 1140mm Height; ref. 01.06 | 1 | nr |  | Under PS
E | Closed cupboard with 1 door (lockable); overall size: 400mm
| Width x 643mm Depth x 930mm Height; ref. 01.09 | 1 | nr |  | Under PS
F | Neutral unit for 2 baskets; overall size: 600mm Width x 630mm
| Depth x 930mm Height; ref. 01.12 | 1 | nr |  | Under PS
G | Neutral unit with 3 drawers; overall size: 400mm Width x
| 690mm Depth x 930mm Height; ref. 01.17 | 2 | nr |  | Under PS
H | Neutral unit for refrigerator; overall size: 650mm Width x
| 640mm Depth x 930mm Height; ref. 01.19 | 5 | nr |  | Under PS
J | Computer cabinet - left (lockable); overall size: 400mm Width x
| 643mm Depth x 930mm Height; ref. 01.20 | 1 | nr |  | Under PS
K | Closed cabinet - right (lockable); overall size: 350mm Width x
| 643mm Depth x 930mm Height; ref. 01.21 | 1 | nr |  | Under PS
L | Drying holder with wing door (lockable); overall size: 400mm
| Width x 643mm Depth x 930mm Height; ref. 01.22 | 1 | nr |  | Under PS
M | Drinking water system; overall size: 280mm Width x 313mm
| Depth x 899mm Height; ref. 01.26 | 1 | nr |  | Under PS
Lounge bar
N | Tabletop; overall size: 5200mm Width x 700mm Depth x 50mm
| Height; ref. 01.27 | 1 | nr |  | Under PS
P | Tabletop; overall size: 1930mm Width x 700mm Depth x 50mm
| Height; ref. 01.28 | 1 | nr |  | Under PS
Q | Tabletop; overall size: 1800mm Width x 700mm Depth x 50mm
| Height; ref. 01.29 | 1 | nr |  | Under PS
Lounge bar pantry
R | Basket shelf; overall size: 1100mm Width x 450mm Depth x
| 300mm Height; ref. 02.05 | 1 | nr |  | Under PS
S | Store container; overall size: 578mm Width x 848mm Depth x
| 1106mm Height; ref. 02.07 | 1 | nr |  | Under PS
T | Open cabinet with shelf; overall size: 1300mm Width x 700mm
| Depth x 900mm Height; ref. 02.09 | 1 | nr |  | Under PS
U | Cupboard with 3 drawers; overall size: 400mm Width x 700mm
| Depth x 900mm Height; ref. 02.10 | 1 | nr |  | Under PS
V | Wall mounted shelves (2 tiers); overall size: 900mm Width x
| 300mm Depth x 602mm Height; ref. 02.11 | 1 | nr |  | Under PS
W | Complete shelf; overall size: 800mm Width x 500mm Depth x
| 1800mm Height; ref. 02.14 | 1 | nr |  | Under PS
|  |  |  | To Collection USD | 0
SECTION F - WOODWORKS (CONT'D)
Kitchen Equipment (CONT'D)
Lounge pantry
A | Open cabinet with shelf; overall size: 800mm Width x 700mm
| Depth x 900mm Height; ref. 02.03 | 1 | nr |  | Under PS
B | Cupboard with 3 drawers; overall size: 400mm Width x 700mm
| Depth x 900mm Height; ref. 02.04 | 1 | nr |  | Under PS
C | Wall mounted shelves (2 tiers); overall size: 800mm Width x
| 300mm Depth x 602mm Height; ref. 02.05 | 1 | nr |  | Under PS
Storage
D | Complete shelf; overall size: 1000mm Width x 500mm Depth x
| 1800mm Height; ref. 03.01 | 1 | nr |  | Under PS
E | Complete shelf; overall size: 800mm Width x 500mm Depth x
| 1800mm Height; ref. 03.02 | 1 | nr |  | Under PS
Janitor
F | Cupboard for cleanser; overall size: 400mm Width x 600mm
| Depth x 2000mm Height; ref. 04.02 | 1 | nr |  | Under PS
|  |  |  | To Collection USD | 0
SECTION F - WOODWORKS (CONT'D.)
Composite Items (Cont'd.)
Wardrobe including internal and external finishes,
framing and support system, carcass cabinet, hanging rod,
drawer unit, storage, doors, ironmongery, skirting, fittings,
fixings, special features, accessories, etc, to complete in
accordance with the specifications and drawings
A | ____________________________________________
B | ____________________________________________
C | ____________________________________________
D | ____________________________________________
E | ____________________________________________
F | ____________________________________________
E | ____________________________________________
F | ____________________________________________
G | ____________________________________________
H | ____________________________________________
|  |  |  | To Collection USD | 0
SECTION F - WOODWORKS (CONT'D.)
Tenderer's Adjustments
The Contractor will list here and price any items shown on
the drawings, mentioned in the Specifications or required for
the satisfactory completion of this section, but not mentioned
herein. Any such items not listed below shall be deemed to
be included.
A | ____________________________________________
B | ____________________________________________
C | ____________________________________________
D | ____________________________________________
E | ____________________________________________
F | ____________________________________________
G | ____________________________________________
H | ____________________________________________
J | ____________________________________________
K | ____________________________________________
|  |  |  | To Collection USD | 0
COLLECTION
Page Numbers
| BQ/ARR/F/1 |  |  |  | 0
| BQ/ARR/F/2 |  |  |  | 0
| BQ/ARR/F/3 |  |  |  | 0
| BQ/ARR/F/4 |  |  |  | 0
| BQ/ARR/F/5 |  |  |  | 0
| BQ/ARR/F/6 |  |  |  | 0
| TOTAL FOR SECTION F - WOODWORKS |  |  | TO MAIN SUMMARY USD | 0
0
0
TRUE

## G
FISHERMAN'S COVE-STORY HOTEL
BEL OMBRE, MAHE SEYCHELLES
ARR_Arrival Building
SECTION G - THERMAL AND MOISTURE PROTECTION

## G-THERM. & MOIST PROT. (hidden)
FISHERMAN'S COVE-STORY HOTEL | [8 empty] | 35924
BEL OMBRE, MAHE SEYCHELLES
RATE BREAKDOWN
BILL NO 01 ¦ ARRIVAL BUILDING
Item | Description | Quantity | Unit | Rate | Total | Supply | Installation | OHP%
SECTION G - THERMAL AND MOISTURE PROTECTION
MOISTURE PROTECTION
Substructure Waterproofing
Supply and installation of waterproofing system to below ground
structures, includes angle fillet, surface preparation, seals,
adhesives, overlaps, joints, all required accessories,
complete all in accordance with the relevant Drawings and
Specifications
A | Waterproofing under the slab on grade | 627 | m2 |  | 0
B | Waterproofing to footings sides and bottoms | 1122 | m2 |  | 0
C | Waterproofing to column shafts | 55 | m2 |  | 0
D | Waterproofing to retaining walls | 460 | m2 |  | 0
Waterproofing to Wet Areas
Supply and installation of waterproofing to wet areas;
including fillets, seals, adhesive materials, finishings and
accessories required to complete the works; complete
in accordance with relevant drawings and specifications
Horizontal Surface
E | To the kitchen, bath room and toilets rooms, pantries, | 9.03 | m2 |  | 0
MEP rooms etc.
F | To the "By ID"area of kitchen, bath room and toilets | 35.19 | m2 |  | 0
rooms,MEP rooms etc.
Vertical Surface
G | To the kitchen, bath room and toilets rooms, pantries, | 34.03 | m2 |  | 0
MEP rooms etc.
H | To the "By ID"area of kitchen, bath room and toilets | 159.08 | m2 |  | 0
rooms,MEP rooms etc.
Waterproofing to Tanks
Supply and installation of grp lining to tanks; including
fillets, seals, adhesive materials, finishes and accessories
required to complete the works; all in accordance with the
relevant drawings and specifications
Horizontal Surface
J | To RC tank; floor | 17.7 | m2 |  | 0
K | To RC tank; ceiling | 17.7 | m2 |  | 0
Vertical Surface
L | To RC tank; walls | 50.27 | m2 |  | 0
|  |  |  | To Collection USD | 0
SECTION G - THERMAL AND MOISTURE PROTECTION
(CONT'D)
Waterproofing to Balcony & Terraces
Supply and installation of waterproofing to wet areas;
including fillets, seals, adhesive materials, finishings and
accessories required to complete the works; all in
accordance with the relevant drawings and specifications
Horizontal Surface
A | To balcony and terraces | 436.24 | m2 |  | 0
Vertical Surface
B | To balcony and terraces | 9.67 | m2 |  | 0
Waterproofing to Roof
Waterproofing/Moisture barrier
Bituminous felts; Supply and lay an approved cold applied,
self-adhesive elastomeric bituminous moisture barrier with
aluminium foil facing by specialist and all in accordance with
manufacturer's specifications and Architect's approval
C | Coverings exceeding 500 wide; horizontal | 1152.24 | m2 |  | 0
Rockwool insulation or any other equal and approved
insulation with one thermal layer "Parsec" to specialist's
specification and details
D | 50mm thick thermal roof insulation closely fitted and laid
| on top of brandering between roof timbers | 1152.24 | m2 |  | 0
|  |  |  | To Collection USD | 0
SECTION G - THERMAL AND MOISTURE PROTECTION (CONT'D)
Roof covering
0.7mm thick Pre-painted "Alcan Falzonal Zinc-Aluminium
upstand seam" roof cladding or equal and approved, BS colour
to Architect's approval, side, ends and laps to Manufacturer's
recommendations with and including waterproof adhesive
joints, fixing to 20mm WBP tanalised plywood (m/s) with
stainless steel coach screws, Malakoff, washers and caps to
fixing devices, sealing ends and side laps with waterproof
adhesive strips, including all necessary labours, cutting,
painting to ends and protecting; all to Manufacturer's
specifications; all in accordance with Architect's drawings and
specifications including on warranty;
Refer architectural drawing:
P22120-JTP-ARC-DRW-GEN-FMC-ARR-20000,20001
A | sloping roofs including turnings for fascia covers
B | sloping roofs; ref. ROP-010 | 1152.24 | m2 |  | 0
C | extra for hips and ridge capping | 157.61 | m |  | 0
Quilts; Aluminium foil faced mineral wool thermal insulation
laid on bituminous vapour barrier (m/s) with and including
proprietary fastening systems and joints taped with foil tape,
all in accordance with Manufacturer's instructions and
Architect's Drawings and Specifications
F | plain areas; sloping | 1152.24 | m2 |  | 0
Supply and install of standard profile 4mm thickness super
durable powder coated composite facia structural steel
fabricated assemblies, fire-resistant coating, sealant and
protective coating to structural steel members; including
bolts, anchors, studs, mortices, drilling, bolting, welding, on
and off site fabrication, fittings, fixings, seals, finishes all
necessary accessories, in accordance with the specifications
and the drawings
D | 4mm thickness super durable powder coated composite | 164.07 | m |  | 0
facia; 590mm girth; ref. MWC-001
|  |  |  | To Collection USD | 0
SECTION G - THERMAL AND MOISTURE PROTECTION (CONT'D)
Tenderer's Adjustments
The Contractor will list here and price any items shown on
the drawings, mentioned in the Specifications or required for
the satisfactory completion of this section, but not mentioned
herein. Any such items not listed below shall be deemed to
be included.
A | ____________________________________________
B | ____________________________________________
C | ____________________________________________
D | ____________________________________________
E | ____________________________________________
F | ____________________________________________
G | ____________________________________________
H | ____________________________________________
J | ____________________________________________
K | ____________________________________________
|  |  |  | To Collection USD | 0
COLLECTION
Page Numbers
| BQ/ARR/G/1 |  |  |  | 0
| BQ/ARR/G/2 |  |  |  | 0
| BQ/ARR/G/3 |  |  |  | 0
| BQ/ARR/G/4 |  |  |  | 0
| TOTAL FOR MOISTURE PROTECTION |  |  | TO MAIN SUMMARY USD | 0
0
0
TRUE

## H
FISHERMAN'S COVE-STORY HOTEL
BEL OMBRE, MAHE SEYCHELLES
ARRIVAL BUILDING
SECTION H - DOORS AND WINDOWS

## H-DOORS AND WINDOWS (hidden)
FISHERMAN'S COVE-STORY HOTEL | [9 empty] | 35924
BEL OMBRE, MAHE SEYCHELLES
RATE BREAKDOWN
BILL NO 01 ¦ ARRIVAL BUILDING
Item | Description | Quantity | Unit | Rate | Total | Supply | Installation | OHP%
SECTION H - DOORS AND WINDOWS
GENERAL NOTES
INTERNAL DOORS
A | The Contractor is referred to the Architectural Door Schedules,
Interior Design Materials, Details and Specifications, Typical
Door Schedules, and Curtain Wall Schedules; to ensure
complete compliance with the ID requirements and
| specifications |  | Note
B | The Contractor must allow in his rates for coordination and
inclusion of all relevant Interior Design details and finishes
| together with the Back of House finishes to ensure there is nr | [7 empty] | In ARR Building,Is there any BOH?
scope gap in this section. nr claim whatsoever shall be
entertained due to failure to allow for all works including the
| interphasing |  | Note
|  |  |  | To Collection USD | 0
SECTION H - DOORS AND WINDOWS (CONT'D)
INTERNAL DOORS (CONT'D)
Wooden Doors
Supply and installation of wooden/timber door including
frame, subframe, ironmongery (hardware), architraves, fire
and acoustic rating requirements, all necessary fixings,
fittings, supports and other works required to complete the
works, all in accordance with the relevant drawings and
specifications
A | DT-09: Timber door and frame; single swing hinged door;
overall clear opening size, 900mmW x 2200mmH, composite
door comprising fixed panel and wooden feature,
openable leaf size, 800mmW x 2150mmH; FR 30 min;
| (Front Office) | 1 | nr |  | 0
B | DT-09: Timber door and frame; single swing hinged door;
overall clear opening size, 900mmW x 2200mmH, composite
door comprising fixed panel and wooden feature,
openable leaf size, 800mmW x 2150mmH; FR 30 min;
| (Front Office manager) | 1 | nr |  | 0
C | DT-11: Timber door and frame; single swing hinged door;
overall clear opening size, 1000mmW x 2200mmH, composite
door comprising fixed panel and wooden feature,
openable leaf size, 900mmW x 2150mmH; FR 30 min;
| (F & B pantry) | 1 | nr |  | 0
D | DT-11: Timber door and frame; single swing hinged door;
overall clear opening size, 1000mmW x 2200mmH, composite
door comprising fixed panel and wooden feature,
openable leaf size, 900mmW x 2150mmH; FR 30 min;
| (Luggage room) | 1 | nr |  | 0
E | DT-19: Timber door and frame; single swing hinged door;
overall clear opening size, 1100mmW x 2400mmH, composite
door comprising fixed panel and wooden feature,
openable leaf size, 1000mmW x 2350mmH; FR 60 min;
| (Luggage room) | 1 | nr |  | 0
F | DT-04: Timber door and frame; single swing hinged door;
overall clear opening size, 1000mmW x 2200mmH, composite
door comprising fixed panel and wooden feature,
openable leaf size, 900mmW x 2150mmH; FR 60 min;
| (Terrace games) | 1 | nr |  | 0
G | DT-21: Timber door and frame; double swing hinged door;
overall clear opening size, 1200mmW x 2200mmH, composite
door comprising fixed panel and wooden feature,
openable leaf size, 550mmW x 2150mmH;
| (Corridor) | 1 | nr |  | 0
|  |  |  | To Collection USD | 0
SECTION H - DOORS AND WINDOWS (CONT'D)
INTERNAL DOORS (CONT'D)
"BY ID" Doors
Supply and installation of swing/sliding door including door
ironmongery, fire and acoustic rating requirements, all
necessary fixings, fittings, supports, all associated works
required to complete the works, in accordance with relevant
drawings and specifications
A | Single swing door; overall clear opening size, 800mmW x
2200mmH, openable leaf size, 700mmW x 2150mmH;
| "BY ID" to Male and female changing's shower and WC room | 8 | nr |  | 0
B | Single swing door; overall clear opening size, 900mmW x
2200mmH, openable leaf size, 800mmW x 2150mmH;
| "BY ID"to Male and female changing toilet room | 2 | nr |  | 0
C | Single swing door; overall clear opening size, 1000mmW x
2200mmH, openable leaf size, 900mmW x 2150mmH;
| "BY ID" to Male and female changing room | 4 | nr |  | 0
Steel Doors
Supply and installation of steel door including frame,
subframe, ironmongery (hardware), architraves, fire
and acoustic rating requirements, all necessary fixings,
fittings, supports and other works required to complete the
works, all in accordance with the relevant drawings and
specifications
D | DS-18: Steel door and frame; single swing hinged door;
overall clear opening size, 1000mmW x 2200mmH,
openable leaf size, 900mmW x 2150mmH; FR 30 min;
| (Cleaning pantry) | 1 | nr |  | 0
E | DS-18: Steel door and frame; single swing hinged door;
overall clear opening size, 1000mmW x 2200mmH,
openable leaf size, 900mmW x 2150mmH; FR 30 min;
| (F & B pantry) | 1 | nr |  | 0
F | DS-18: Steel door and frame; single swing hinged door;
overall clear opening size, 1000mmW x 2200mmH,
openable leaf size, 900mmW x 2150mmH; FR 30 min;
| (Janitor) | 1 | nr |  | 0
G | DS-10: Steel door and frame; single swing hinged door;
overall clear opening size, 900mmW x 2200mmH,
openable leaf size, 800mmW x 2150mmH; FR 60 min;
| (Refuse) | 1 | nr |  | 0
H | DS-10: Steel door and frame; single swing hinged door;
overall clear opening size, 900mmW x 2200mmH,
openable leaf size, 800mmW x 2150mmH; FR 60 min;
| (GYM store) | 1 | nr |  | 0
J | DS-10: Steel door and frame; single swing hinged door;
overall clear opening size, 900mmW x 2200mmH,
openable leaf size, 800mmW x 2150mmH; FR 60 min;
| (IDF) | 1 | nr |  | 0
K | DS-10: Steel door and frame; single swing hinged door;
overall clear opening size, 900mmW x 2200mmH,
openable leaf size, 800mmW x 2150mmH; FR 60 min;
| (SMDB) | 1 | nr |  | 0
L | DS-26: Steel door and frame; single swing hinged door;
overall clear opening size, 1000mmW x 2400mmH,
openable leaf size, 900mmW x 2350mmH;
| (Pump room) | 1 | nr |  | 0
|  |  |  | To Collection USD | 0
SECTION H - DOORS AND WINDOWS (CONT'D.)
EXTERNAL DOORS
Glazed Aluminium Doors
Supply and installation of glazed aluminium doors
including frame, sub-frame, required door ironmongery,
architraves, fire and acoustic rating requirements, all
necessary fixings, fittings, supports, all associated works
required to complete the works, all in accordance with
relevant drawings and specifications
A | Five panels of aluminium bi folding door; clear opening
size, 6000mmW x 3000mmH, frame finish in powder
| coated aluminium; type CW09-01; (Gym and Loungue) | 2 | nr |  | 0
B | Four panels of aluminium bi folding door; clear opening
size, 4500mmW x 3000mmH, frame finish in powder
| coated aluminium; type CW09-02; (Gym and Loungue) | 2 | nr |  | 0
C | Four panels of aluminium bi folding door; clear opening
size, 4400mmW x 3000mmH, frame finish in powder
| coated aluminium; type CW09-05; (SHOP) | 1 | nr |  | 0
Steel Doors
Supply and installation of steel door including frame,
subframe, ironmongery (hardware), architraves, fire
and acoustic rating requirements, all necessary fixings,
fittings, supports and other works required to complete the
works, all in accordance with the relevant drawings and
specifications
D | DS-04: Steel door and frame; double swing hinged door;
overall clear opening size, 1500mmW x 2200mmH,
openable leaf size, 700mmW x 2150mmH; FR 30 min;
| (Lougue terrace) | 1 | nr |  | 0
EXTERNAL WINDOWS
Aluminium and Glazed Windows
Supply and installation of external aluminium and glazed
windows including powder coated frame, sub-frame, all
required hardware and accessories, fire, thermal and
acoustic rating requirements, all necessary fixings, fittings,
supports and other works as required to complete the works,
all in accordance with the relevant drawings and specifications
E | Window Type WA-16; aluminium fixed window, clear
| glass; overall size: 1100mmW x 1400mmH, in Front office | 1 | nr |  | 0
F | Window Type WA-16; aluminium fixed window, clear
glass; overall size: 1100mmW x 1400mmH, in Front office
| manager room | 1 | nr |  | 0
G | Window Type CW09-03; aluminium fixed window, clear glass;
| overall size: 2950mmW x 3000mmH, in Shop | 1 | nr |  | 0
H | Window Type CW09-09; aluminium fixed window, clear glass;
overall size: 1100mmW x 3800mmH, in Reception & Lougue
| and Bar Loungue | 2 | nr |  | 0
J | Window Type CW09-10; aluminium fixed window, clear glass;
| overall size: 1400mmW x 3800mmH, in Reception & Lougue | 1 | nr |  | 0
|  |  |  | To Collection USD | 0
SECTION H - DOORS AND WINDOWS (CONT'D.)
ALUMINIUM AND GLAZED CURTAIN WALL SYSTEM
Supply and installation of external aluminium and glazed
curtain walls including powder coated frame, sub-frame,
clear double glazed panels, fire, thermal & acoustic rating
requirements, all necessary fixings, fittings, supports and
other works as required to complete the works, all in
accordance with the relevant drawings and specifications
A | Curtain Wall; 30mm thick, clear double glazing;
4250mm x 3000mm; size; type CW09-04;
| (Loungue) | 13 | m2 |  | Nil
B | Composite door comprising fixed panels and pivot door
overall size 4250mmW x 3000mmH; type CW09-04;
| (Loungue) | 1 | nr |  | 0
C | Curtain Wall; 35mm thick, clear double glazing;
3100mm x 3000mm; size; type CW09-06;
| (Gym) | 9 | m2 |  | Nil
D | Composite door comprising fixed light and single swing door
overall size 3100mmW x 3000mmH; type CW09-06;
| (Gym) | 1 | nr |  | 0
E | Curtain Wall; 35mm thick, clear double glazing;
6000mm x 3800mm; size; type CW09-07;
| (Reception & Loungue and Bar Loungue) | 91 | m2 |  | Nil
F | Composite door comprising fixed top and panels of bi folding
door; overall size 6000mmW x 3800mmH; type CW09-07;
| (Reception & Loungue and Bar Loungue) | 4 | nr |  | 0
G | Curtain Wall; 35mm thick, clear double glazing;
4500mm x 3800mm; size; type CW09-08;
| (Reception & Loungue and Bar Loungue) | 34 | m2 |  | Nil
H | Composite door comprising fixed top and panels of bi folding
overall size 4500mmW x 3800mmH; type CW09-08;
| (Reception & Loungue and Bar Loungue) | 2 | nr |  | 0
J | Curtain Wall; 35mm thick, clear double glazing;
1400mm x 3800mm; size; type CW09-11;
| (Bar Loungue) | 5 | m2 |  | Nil
K | Composite door compring fixed top and single swing door
overall size 1400mmW x 3800mmH; type CW09-11;
| (Bar Loungue) | 1 | nr |  | 0
|  |  |  | To Collection USD | 0
SECTION H - DOORS AND WINDOWS (CONT'D.)
Tenderer's Adjustments
The Contractor will list here and price any items shown on
the drawings, mentioned in the Specifications or required for
the satisfactory completion of this section, but nrt mentioned
herein. Any such items nrt listed below shall be deemed to
be included.
A | ____________________________________________
B | ____________________________________________
C | ____________________________________________
D | ____________________________________________
E | ____________________________________________
F | ____________________________________________
G | ____________________________________________
H | ____________________________________________
J | ____________________________________________
K | ____________________________________________
|  |  |  | To Collection USD | 0
COLLECTION
Page Numbers
| BQ/ARR/H/1 |  |  |  | 0
| BQ/ARR/H/2 |  |  |  | 0
| BQ/ARR/H/3 |  |  |  | 0
| BQ/ARR/H/4 |  |  |  | 0
| BQ/ARR/H/5 |  |  |  | 0
| BQ/ARR/H/6 |  |  |  | 0
| TOTAL FOR SECTION H - DOORS AND WINDOWS |  |  | TO MAIN SUMMARY USD | 0
0
0
TRUE

## J
FISHERMAN'S COVE-STORY HOTEL
BEL OMBRE, MAHE SEYCHELLES
ARRIVAL BUILDING
SECTION J - FINISHES

## J-FINISHES (hidden)
FISHERMAN'S COVE-STORY HOTEL | [8 empty] | 35924
BEL OMBRE, MAHE SEYCHELLES
RATE BREAKDOWN
BILL NO 01 ¦ ARRIVAL BUILDING
Item | Description | Quantity | Unit | Rate | Total | Supply | Installation | OHP%
SECTION J - FINISHES
GENERAL NOTE
A | The Contractor is referred to the, Interior Design, Material
schedules, details and Specifications to ensure complete
| compliance with the ID requirements and specifications |  | Note
B | The contractor must allow in his rates for coordination and
inclusion of all relevant Interior Design details and finishes
together with the Back of House finishes to ensure there is no
scope gap in this section. No claim whatsoever shall be
entertained due to failure to allow for all works including the
| interphasing. |  | Note
C | All Finishes works shall be executed in accordance with HBA
| International Residential preambles ref: 55600.20 |  | Note
|  |  |  | To Collection USD | 0
SECTION J - FINISHES (CONT'D)
INTERNAL FINISHES
FLOOR FINISHES
Poured Background to Internal Flooring
Poured background, to receive flooring finishes, including
cementitious screed to fall, laid with the stated or specified
minimum and maximum thickness, including the surface
preparation, levelling, laying to the specified fall, complete all
in accordance with the relevant Specification and Drawings
A | To flooring | 1237 | m2 |  | 0
Tile Flooring
Supply and installation of Porcelain tiles; laid to pattern and
fixed to cement sand backing screed (measured separately);
jointing in approved tile grouts, with an approved floor
adhesive, sealer, preparation of surface and all other
material and necessary fixing accessories to complete; all in
accordance with the Specification and Drawings
B | Porcelain floor tile; to dry areas | 1088 | m2 |  | 0
C | Porcelain floor tile; to wet areas | 9 | m2 |  | 0
Supply and installation of non slip porcelain tiles with slip
resistance; laid to pattern and fixed to cement sand backing
coat (measured separately); jointing in approved tile grouts,
with an approved floor adhesive, sealer, preparation of
surface and all other material and necessary fixing
accessories to complete; all in accordance with the
Specification and Drawings
D | 600x600x10mm thick non slip porcelain floor tile; to dry areas; | 24 | m2 |  | 0
Ref. TIL-050
Supply and installation of Carpet tiles; laid to pattern and fixed
to cement sand backing screed (measured separately); jointing
in approved tile grouts, with an approved floor adhesive,
sealer, preparation of surface and all other material and
necessary fixing accessories to complete; all in accordance with
the Specification and Drawings
E | Carpet tiles flooring; to dry areas | 24 | m2 |  | 0
Supply and installation of Vinyl composite tiles; laid to pattern
and fixed to cement sand backing screed (measured
separately); jointing in approved tile grouts, with an approved
floor adhesive, sealer, preparation of surface and all other
material and necessary fixing accessories to complete; all in
accordance with the Specification and Drawings
F | Vinyl composite tiles flooring; to wet areas | 2 | m2 |  | 0
Epoxy Flooring
Supply and installation of heavy duty epoxy coating with
anti-slip aggregate on cement sand backing screed (measured
separately); including polishing, jointing, grouting, pointing,
coating as required, and all other necessary material,
accessories to complete; all in accordance with the Specification
and Drawings
G | Heavy duty epoxy flooring; ref. REF-002 | 83 | m2 |  | 0
|  |  |  | To Collection USD | 0
SECTION J - FINISHES (CONT'D)
FLOOR FINISHES (Cont'd)
Epoxy Flooring (Cont'd)
Supply and installation of heavy duty epoxy coating with
electrostatic discharged (ESD) material on cement sand backing
screed (measured separately); including polishing, jointing,
grouting, pointing, coating as required, and all other materials
and necessary accessories to complete; all in accordance with
the Specification and Drawings
A | Heavy duty epoxy flooring; ref. REF-003 | 8 | m2 |  | 0
Skirting
Supply and installation of skirting with fixed with approved
setting materials; jointed and pointed with approved grout;
including mortar, adhesives, sealer and all necessary fixing
accessories, complete all in accordance with the relevant
Specifications and Drawings
B | 120mm height; tile skirting | 238 | m |  | 0
C | 120mm height; tile skirting; ref.RFL-002 | 29 | m |  | 0
D | 120mm height; tile skirting; ref.TIL-353 | 34 | m |  | 0
E | 120mm height; epoxy skirting; ref.HFC-001 | 77 | m |  | 0
Thresholds/ Strip
Supply and installation of thresholds/ strip fixed with approved
setting materials; jointed and pointed with approved grout;
including mortar, adhesives, sealer and all necessary fixing
accessories, complete all in accordance with the relevant
drawings and Specifications and Drawings
F | 30mm thick polished crema marfil marble threshold; 100mm
| wide | 15 | m |  | 0
G | 30mm thick polished crema marfil marble threshold; 200mm
| wide | 15 | m |  | 0
H | 30mm thick polished crema marfil marble threshold; 400mm
| wide | 1 | m |  | 0
|  |  |  | To Collection USD | 0
SECTION J - FINISHES (CONT'D)
The contractor must allow in his rates for coordination and
inclusion of all relevant Interior Design details and finishes
together with the Back of House finishes to ensure there is
no scope gap in this section. No claim whatsoever shall be
entertained due to failure to allow for all works including the
interphasing.
INTERNAL FINISHES (Cont'd)
WALL FINISHES
Background to the Internal Wall Finishes
Supply and installation of cement\sand plaster work; to
required finishes; including, substrate, beads, transition
trims, movement joints, bonding agents, additives and other
components/accessories all in accordance with relevant
drawings and specifications
A | Walls, columns and the like, 15 mm thick, to receive paint finish | 470 | m2 |  | 0
B | Walls, columns and the like, 15 mm thick, to receive tile finish | 355.24 | m2 |  | 0
C | Walls, columns and the like, 15 mm thick, to receive paint
| finish to "BY ID"area | 882 | m2 |  | 0
Wall Painting
Supply and installation of external concrete paint; including
preparation of surfaces, prime and apply the number of coats
specified; colour as specified in, complete required all works
in accordance with the relevant drawings and specifications
D | Washable emulsion paint, to internal walls; ref. PNT-101 | 426.65 | m2 |  | 0
E | Alkyd based paint, to internal walls; ref. PNT-102 | 43.62 | m2 |  | 0
F | Alkyd based paint to internal areas; to "by ID"area | 882 | m2 |  | 0
G | Anti-Fungal coating, to wet areas | 90.74 | m2 |  | 0
Interior Wall Porcelain Tiling
Supply and installation of tile finish; including preparation of
surfaces, fixings, mortar, trims, sealants, adhesives and all
necessary accessories, complete required all works in
accordance with the relevant drawings and specifications
H | Porcelain tile, polished finish, size 300 x 600mm; ref. TIL-271 | 105.24 | m2 |  | 0
J | Porcelain tile, polished finish, to "By ID area" | 250 | m2 |  | 0
|  |  |  | To Collection USD | 0
SECTION J - FINISHES (CONT'D)
INTERNAL FINISHES (Cont'd)
CEILING FINISHES
Internal soffit backgrounds
Supply & installation of cement sand plaster for concrete slab
soffits (thickness as per required); to receive ceiling paint
finishes (measured separately); including surface preparation,
supports, and all necessary fixing accessories; all in
accordance with the Specification and Drawings
A | To concrete slab soffits | 29 | m2 |  | 0
Internal Suspended Ceiling
Supply and installation of suspended gypsum ceiling system;
including associated ceiling suspension system, framing,
threaded rod, galvanized structure, secondary profile
supports, finishes and painting (measured separately),
bulkheads, access panels, light coves, shadow gap, corner
trims and all necessary fixing accessories; complete in
accordance with the relevant Specifications and Drawings
B | Internal suspended gypsum ceiling; to dry area | 1051 | m2 |  | 0
Supply and installation of suspended mineral Fiber acoustic
panel system; including associated ceiling suspension system,
framing, threaded rod, galvanized structure, secondary profile
supports, finishes, bulkhead, access panels, light coves,
shadow gap, corner trims and all necessary fixing accessories;
complete in accordance with the relevant Specifications and
Drawings
C | Internal suspended mineral Fiber acoustic panel; 600x600mm
| size; to dry area; ref. TIL-272 | 28 | m2 |  | 0
D | Internal suspended moisture resistant acoustic panel; to wet
| area; ref. TIL-273 | 25 | m2 |  | 0
Internal Ceiling Painting
Supply and installation of ceiling paint; including surface
preparation, all associated works as per the ceiling
composition complete as per ceiling details, complete all
required works in accordance with the relevant Specifications
and Drawings
E | To Internal suspended gypsum ceiling; to dry area; PNT-106 | 1051 | m2 |  | 0
F | To Internal exposed soffit; washable emulsion paint; PNT-101 | 21 | m2 |  | 0
G | To Internal exposed soffit; Alkyd based paint; PNT-102 | 8 | m2 |  | 0
|  |  |  | To Collection USD | 0
SECTION J - FINISHES (CONT'D)
EXTERNAL FINISHES
FLOOR FINISHES
Poured Background to Internal Flooring
Poured background, to receive flooring finishes, including
cementitious screed to fall, laid with the stated or specified
minimum and maximum thickness, including the surface
preparation, levelling, laying to the specified fall, complete all
in accordance with the relevant Specification and Drawings
A | To flooring | 41 | m2 |  | 0
Tile Flooring
Supply and installation of Porcelain tiles; laid to pattern and
fixed to cement sand backing screed (measured separately);
jointing in approved tile grouts, with an approved floor
adhesive, sealer, preparation of surface and all other material
and necessary fixing accessories to complete; all in accordance
with the Specification and Drawings
B | Porcelain floor tile; to wet areas | 27 | m2 |  | 0
Supply and installation of non slip porcelain tiles with slip
resistance; laid to pattern and fixed to cement sand backing
coat (measured separately); jointing in approved tile grouts,
with an approved floor adhesive, sealer, preparation of surface
and all other material and necessary fixing accessories to
complete; all in accordance with the Specification and Drawings
600x600x10mm thick none slip porcelain floor tile; to wet
| areas; Ref. TIL-050 | 13 | m2 |  | 0
WALL FINISHES
Background to the External Wall Finishes
Supply and installation of cement\sand plaster work; to
required finishes; including, substrate, beads, transition
trims, movement joints, bonding agents, additives and other
components/accessories all in accordance with relevant
drawings and specifications
C | Walls, columns and the like, 15 mm thick, to receive paint
| finish | 314.73 | m2 |  | 0
D | Walls, columns and the like, 15 mm thick, to receive stone
| finish | 275.03 | m2 |  | 0
Stone Wall Cladding
Supply and installation of stone wall cladding system; including
preparation of surfaces, fixings, mortar, trims, sealants,
adhesives and all necessary accessories, complete required all
works in accordance with the relevant drawings and
specifications
E | Natural stone local granite units, irregular shape, to external
| walls; ref.ESC-001 | 275 | m2 |  | 0
F | Natural stone local granite units, irregular shape, to external
| walls; ref.ESC-001 with WAF-321 coping | 108 | m2 |  | 0
|  |  |  | To Collection USD | 0
SECTION J - FINISHES (CONT'D)
EXTERNAL FINISHES (CONT'D)
WALL FINISHES (CONT'D)
Wall Painting
Supply and installation of external concrete paint; including
preparation of surfaces, prime and apply the number of coats
specified; colour as specified in, complete required all works in
accordance with the relevant drawings and specifications
A | Pure acrylic water base paint, flat/matt finish, to external
| walls; ref.PTF-001 | 275.03 | m2 |  | 0
B | Pure acrylic water base paint, flat/matt finish, to RC
| column, beam, planter box wall, staircase; ref.PTF-001 | 101.04 | m2 |  | 0
Decorative
Supply and installation of wooden panelling; fixed with
approved setting and backing materials; including adhesive,
trims and all necessary fixing accessories; panels to meet
acoustic and fire rating specification all in accordance with
the drawings and specifications
C | Natural balau wood sidings, 1900mm screen | 3.24 | m2 |  | 0
CEILING FINISHES
External soffit backgrounds
Supply & installation of cement sand plaster for concrete slab
soffits (thickness as per required); to receive ceiling paint
finishes (measured separately); including surface preparation,
supports, and all necessary fixing accessories; all in
accordance with the Specification and Drawings
D | To concrete slab soffits | 36 | m2 |  | 0
External Ceiling Finishes
Supply and installation of fibre cement ceiling system; including
associated ceiling suspension system, framing, threaded rod,
galvanized structure, secondary profile supports, finishes and
painting (measured separately), bulkheads, access panels,
shadow gap, corner trims and all necessary fixing accessories;
complete in accordance with the relevant specifications and
drawings
E | 12mm thick fibre cement false ceiling; ref. CLG-001 | 81 | m2 |  | 0
External Ceiling Painting
Supply and installation of ceiling paint; including surface
preparation, all associated works as per the ceiling
composition complete as per ceiling details, complete all
required works in accordance with the relevant Specifications
and Drawings
F | To 12mm thick fibre cement false ceiling; pure white; RAL 9010; | 81 | m2 |  | 0
to external ceiling; ref. CLG-001
Supply and installation of soffit paint; including surface
preparation, all associated works as per the ceiling
composition complete as per ceiling details, complete all
required works in accordance with the relevant Specifications
and Drawings
G | To External exposed soffit; Alkyd based paint; ref. PNT-102 | 36 | m2 |  | 0
|  |  |  | To Collection USD | 0
SECTION J - FINISHES (Cont'd)
Tenderer's Adjustments
The Contractor will list here and price any items shown on
the drawings, mentioned in the Specifications or required for
the satisfactory completion of this section, but not mentioned
herein. Any such items not listed below shall be deemed to
be included.
A | ____________________________________________
B | ____________________________________________
C | ____________________________________________
D | ____________________________________________
E | ____________________________________________
F | ____________________________________________
G | ____________________________________________
H | ____________________________________________
J | ____________________________________________
K | ____________________________________________
|  |  |  | To Collection USD | 0
COLLECTION
Page Numbers
| BQ/ARR/J/1 |  |  |  | 0
| BQ/ARR/J/2 |  |  |  | 0
| BQ/ARR/J/3 |  |  |  | 0
| BQ/ARR/J/4 |  |  |  | 0
| BQ/ARR/J/5 |  |  |  | 0
| BQ/ARR/J/6 |  |  |  | 0
| BQ/ARR/J/7 |  |  |  | 0
| BQ/ARR/J/8 |  |  |  | 0
| TOTAL FOR SECTION J - FINISHES |  |  | TO MAIN SUMMARY USD | 0
0
0
TRUE

## K
FISHERMAN'S COVE-STORY HOTEL
BEL OMBRE, MAHE SEYCHELLES
ARRIVAL BUILDING
SECTION K - ACCESSORIES

## K-ACCESSORIES (hidden)
FISHERMAN'S COVE-STORY HOTEL
BEL OMBRE, MAHE SEYCHELLES
RATE BREAKDOWN
BILL NO 01 ¦ ARRIVAL BUILDING
Item | Description | Quantity | Unit | Rate | Total | Supply | Installation | OHP%
SECTION K - ACCESSORIES
GENERAL NOTES
A | The Contractor is referred to the, Interior Design, Material
| schedules, details and Specifications to ensure complete |  | Note
compliance with the ID requirements and specifications
B | The contractor must allow in his rates for coordination and
inclusion of all relevant Interior Design details and finishes
| together with the Back of House finishes to ensure there is no |  | Note
scope gap in this section. No claim whatsoever shall be
entertained due to failure to allow for all works including the
interphasing.
|  |  |  | To Collection USD | 0
SECTION K - ACCESSORIES (CONT'D)
Signage
Supply and installation of signage, including all fittings,
and accessories as required to complete all in accordance with
the relevant drawings and specifications
A | No Smoking Sign; ref. EX-31 | 4 | nr |  | 0
B | No Smoking Sign; ref. EX-38 | 1 | nr |  | 0
C | Lift Directory Sign; ref. EX-39 | 1 | nr |  | 0
D | In Case of Fire Lift & No Smoking Sign; ref. EX-41 | 1 | nr |  | 0
E | Door Location Sign; ref. EX-15 | 1 | nr |  | 0
Sanitary Fixtures
Supply and installation of accessories with all relevant
supporters
Bin
F | Bin type 01; type TBC | 4 | nr |  | 0
Soap Holder
G | Soap Holder type 01; type TBC | 2 | nr |  | 0
H | Soap Holder type 02; type TBC | 4 | nr |  | 0
J | Soap Holder type 03; type TBC | 2 | nr |  | 0
K | Soap Holder type 04; type TBC | 2 | nr |  | 0
L | Soap Holder type 05; type TBC | 2 | nr |  | 0
Toilet Paper Holder
M | Toilet Paper holder type 01; type TBC | 2 | nr |  | 0
N | Toilet Paper holder type 02; type TBC | 2 | nr |  | 0
Grab Rail
P | Accessible grab rail type 01; type TBC | 2 | nr |  | 0
Q | Accessible grab rail type 02; type TBC | 2 | nr |  | 0
Robe Hook
R | Robe hook; type TBC | 2 | nr |  | 0
Kitchen Sanitary Equipment
Supply and installation of accessories with all relevant
supporters
Lounge Bar
S | Integrated sink; overall size: 300mm width x 400mm depth x | 1 | nr |  | Under PS
200mm height; ref. 01.14
T | Mixing tap single hole; overall size: 64mm width x 202mm | 1 | nr |  | Under PS
depth x 175mm height; ref. 01.15
Lounge Bar Pantry
U | Handwash basin knee operated; overall size: 400mm width x | 1 | nr |  | Under PS
385mm depth x 190mm height; ref. 02.01
V | Mixing tap single hole; overall size: 62mm width x 346mm | 1 | nr |  | Under PS
depth x 345mm height; ref. 02.02
|  |  |  | To Collection USD | 0
SECTION K - ACCESSORIES (CONT'D)
Kitchen Sanitary Equipment (Cont'd)
Supply and installation of accessories with all relevant
supporters
A | Sink unit with waste hopper; overall size: 1300mm width x | 1 | nr |  | Under PS
700mm depth x 900mm height; ref. 02.03
B | Dishwasher with softener; overall size: 600mm width x 617mm | 1 | nr |  | Under PS
depth x 810mm height; ref. 02.04
Janitor
C | Wash/ drain sink unit; overall size: 500mm width x 700mm | 1 | nr |  | Under PS
depth x 900mm height; ref. 04.01
Refuse
D | Hose reel; overall size: 200mm width x 500mm depth x | 1 | nr |  | Under PS
2250mm height; ref. 02.04
|  |  |  | To Collection USD | 0
SECTION Q - MECHANICAL ENGINEERING INSTALLATIONS
(CONT'D)
Tenderer's Adjustments
The Contractor will list here and price any items shown on the
drawings, mentioned in the Specifications or required for the
satisfactory completion of this section, but not mentioned
herein. Any such items not listed below shall be deemed to be
included.
A | ____________________________________________
B | ____________________________________________
C | ____________________________________________
D | ____________________________________________
E | ____________________________________________
F | ____________________________________________
G | ____________________________________________
H | ____________________________________________
J | ____________________________________________
K | ____________________________________________
|  |  |  | To Collection USD | 0
COLLECTION
Page Numbers
| BQ/ARR/K/1 |  |  |  | 0
| BQ/ARR/K/2 |  |  |  | 0
| BQ/ARR/K/3 |  |  |  | 0
| BQ/ARR/K/4 |  |  |  | 0
| TOTAL FOR SECTION K - ACCESSORIES |  |  | TO MAIN SUMMARY USD | 0
0
0
TRUE

## L
FISHERMAN'S COVE-STORY HOTEL
BEL OMBRE, MAHE SEYCHELLES
4 BEDROOM VILLA TYPOLOGY
SECTION L - EQUIPMENT

## L-EQUIPMENT (hidden)
FISHERMAN'S COVE-STORY HOTEL
BEL OMBRE, MAHE SEYCHELLES
RATE BREAKDOWN
BILL NO 01 ¦ ARRIVAL BUILDING
Item | Description | Quantity | Unit | Rate | Total | Supply | Installation | OHP%
SECTION L - EQUIPMENT
GENERAL NOTES
A | The contractor must allow in his rates for coordination and
inclusion of all relevant Interior Design details and finishes
together with the Back of House finishes to ensure there is no
scope gap in this section. No claim whatsoever shall be
entertained due to failure to allow for all works including the
| interphasing. |  | Note
NOTE:
ALL WORKS UNDER THIS SECTION ARE ALLOWED FOR
| UNDER PROVISIONAL SUMS (BILL NO. 24) |  | Note
|  |  |  | To Collection USD | 0
SECTION L - EQUIPMENT (CONT'D)
Supply and installation of Equipment, Fit out items including all
necessary fixing accessories and upholstery required to
complete all works; all in accordance with the drawings,
schedule and specifications
A | Gym Equipment type 01; type TBC | 1 | nr |  | 0
B | Gym Equipment type 02; type TBC | 1 | nr |  | 0
C | Gym Equipment type 03; type TBC | 1 | nr |  | 0
D | Gym Equipment type 04; type TBC | 3 | nr |  | 0
E | Gym Equipment type 05; type TBC | 1 | nr |  | 0
F | Gym Equipment type 06; type TBC | 1 | nr |  | 0
G | Gym Equipment type 07; type TBC | 1 | nr |  | 0
H | Gym Equipment type 08; type TBC | 1 | nr |  | 0
J | Gym Equipment type 09; type TBC | 1 | nr |  | 0
K | Gym Equipment type 10; type TBC | 1 | nr |  | 0
L | Gym Equipment type 11; type TBC | 3 | nr |  | 0
M | Computer type 01; type TBC | 4 | nr |  | 0
N | TV type 01; type TBC | 2 | nr |  | 0
Kitchen Equipment
Supply and installation of Equipment, Fit out items including all
necessary fixing accessories and upholstery required to
complete all works; all in accordance with the drawings,
schedule and specifications
Lounge
P | Refrigerator; overall size: 600mm Width x 600mm Depth x | 2 | nr |  | 0
850mm Height; ref. 01.01
Q | Cashbox unit; overall size: 400mm Width x 690mm Depth x | 1 | nr |  | 0
930mm Height; ref. 01.01
R | Coffee machine; overall size: 300mm Width x 580mm Depth x | 1 | nr |  | 0
715mm Height; ref. 01.02
S | Milk cooler; overall size: 300mm Width x 580mm Depth x | 1 | nr |  | 0
580mm Height; ref. 01.03
T | Unit for stacking of cups; overall size: 300mm Width x 580mm | 1 | nr |  | 0
Depth x 580mm Height; ref. 01.04
U | Everpure - waterfilter QC 7; overall size: 102mm Width x | 1 | nr |  | 0
102mm Depth x 369mm Height; ref. 01.05
V | Brew drawer for coffeemaschine; overall size: 550mm Width x | 1 | nr |  | 0
463mm Depth x 100mm Height; ref. 01.24
Lounge Pantry
W | Handwash basin knee operated; overall size: 400mm Width x | 1 | nr |  | 0
385mm Depth x 190mm Height; ref. 02.01
X | Waste bin (60,5L); overall size: 290mm Width x 520mm Depth | 1 | nr |  | 0
x 820mm Height; ref. 02.02
Y | Refrigerator 400l; overall size: 650mm Width x 590mm Depth x | 1 | nr |  | 0
1900mm Height; ref. 02.06
|  |  |  | To Collection USD | 0
SECTION L - EQUIPMENT (CONT'D)
Kitchen Equipment (Cont'd)
Supply and installation of Equipment, Fit out items including all
necessary fixing accessories and upholstery required to
complete all works; all in accordance with the drawings,
schedule and specifications
A | Warming banquet trolley; overall size: 540mm Width x 810mm | 1 | nr |  | 0
Depth x 1440mm Height; ref. 02.07
B | Insect exterminator; overall size: 510mm Width x 140mm | 1 | nr |  | 0
Depth x 385mm Height; ref. 02.08
Lounge bar
C | Freezer; overall size: 600mm Width x 650mm Depth x 850mm | 1 | nr |  | 0
Height; ref. 01.03
D | Vitamix-The Quiet One; overall size: 216mm Width x 272mm | 1 | nr |  | 0
Depth x 457mm Height; ref. 01.07
E | Drink mixer; overall size: 182mm Width x 186mm Depth x | 1 | nr |  | 0
530mm Height; ref. 01.08
F | Glass froster built-in; overall size: 220mm Width x 220mm | 1 | nr |  | 0
Depth x 257mm Height; ref. 01.10
G | CO2 cylinder for glass frost; overall size: 200mm Width x | 1 | nr |  | 0
200mm Depth x 770mm Height; ref. 01.11
H | Neutral unit with waste bin (20L); overall size: 400mm Width x | 1 | nr |  | 0
690mm Depth x 930mm Height; ref. 01.13
J | Waste bin (35l); overall size: 400mm Width x 690mm Depth x | 1 | nr |  | 0
930mm Height; ref. 01.16
K | Refrigerator; overall size: 600mm Width x 650mm Depth x | 5 | nr |  | 0
850mm Height; ref. 01.18
L | Espresso machine 2 groups; overall size: 580mm Width x | 1 | nr |  | 0
510mm Depth x 485mm Height; ref. 01.23
M | Water filter (12.000L); overall size: 288mm Width x 255mm | 1 | nr |  | 0
Depth x 550mm Height; ref. 01.23.1
N | Coffee grinder; overall size: 216mm Width x 324mm Depth x | 2 | nr |  | 0
577mm Height; ref. 01.25
Lounge bar pantry
P | Dishwasher with softener; overall size: 600mm Width x 617mm | 1 | nr |  | 0
Depth x 810mm Height; ref. 02.04
Q | Ice cube maker; overall size: 560mm Width x 700mm Depth x | 1 | nr |  | 0
880mm Height; ref. 02.06
R | Water filter Everpure Twin; overall size: 180mm Width x 80mm | 1 | nr |  | 0
Depth x 370mm Height; ref. 02.06.1
S | Refrigerator 400l; overall size: 650mm Width x 590mm Depth x | 2 | nr |  | 0
1900mm Height; ref. 02.08
T | Fruit-press; overall size: 200mm Width x 300mm Depth x | 1 | nr |  | 0
380mm Height; ref. 02.12
U | Vitamix-The Quiet One; overall size: 216mm Width x 272mm | 1 | nr |  | 0
Depth x 457mm Height; ref. 02.13
W | Waste bin (60,5L); overall size: 290mm Width x 520mm Depth | 1 | nr |  | 0
x 820mm Height; ref. 02.15
X | Insect exterminator; overall size: 510mm Width x 140mm | 1 | nr |  | 0
Depth x 385mm Height; ref. 02.15
|  |  |  | To Collection USD | 0
SECTION K - ACCESSORIES (CONT'D.)
Tenderer's Adjustments
The Contractor will list here and price any items shown on
the drawings, mentioned in the Specifications or required for
the satisfactory completion of this section, but not mentioned
herein. Any such items not listed below shall be deemed to
be included.
A | ____________________________________________
B | ____________________________________________
C | ____________________________________________
D | ____________________________________________
E | ____________________________________________
F | ____________________________________________
G | ____________________________________________
H | ____________________________________________
J | ____________________________________________
K | ____________________________________________
|  |  |  | To Collection USD | 0
COLLECTION
Page Numbers
| BQ/ARR/K/1 |  |  |  | Under PS
| BQ/ARR/K/2 |  |  |  | Under PS
| BQ/ARR/K/3 |  |  |  | Under PS
| BQ/ARR/K/4 |  |  |  | Under PS
| TOTAL FOR SECTION L - EQUIPMENT |  |  | TO MAIN SUMMARY USD | Under PS

## M
FISHERMAN'S COVE-STORY HOTEL
BEL OMBRE, MAHE SEYCHELLES
ARRIVAL BUILDING
SECTION M - FURNISHINGS

## M-FURNISHINGS (hidden)
FISHERMAN'S COVE-STORY HOTEL
BEL OMBRE, MAHE SEYCHELLES
RATE BREAKDOWN
BILL NO 01 ¦ ARRIVAL BUILDING
Item | Description | Quantity | Unit | Rate | Total | Supply | Installation | OHP%
SECTION M - FURNISHINGS
GENERAL NOTES
A | The contractor must allow in his rates for coordination and
inclusion of all relevant Interior Design details and finishes
together with the Back of House finishes to ensure there is no
scope gap in this section. No claim whatsoever shall be
entertained due to failure to allow for all works including the
| interphasing. |  | Note
NOTE:
ALL WORKS UNDER THIS SECTION ARE ALLOWED FOR
| UNDER PROVISIONAL SUMS (BILL NO. 24) |  | Note
|  |  |  | To Collection USD | 0
SECTION M - FURNISHINGS (CONT'D)
Loose Furniture
Supply and installation of FF&E, Fit out items including all
necessary fixing accessories and upholstery required to
complete all works; all in accordance with the drawings,
schedule and specifications
Bench
A | Bench type 01; type TBC | 2 | nr |  | 0
Chair
B | Computer Chair type 01; type TBC | 4 | nr |  | 0
C | Chair type 01; type TBC | 3 | nr |  | 0
D | Chair type 02; type TBC | 4 | nr |  | 0
E | Chair type 03; type TBC | 3 | nr |  | 0
F | Chair type 04; type TBC | 12 | nr |  | 0
G | Chair type 05; type TBC | 14 | nr |  | 0
H | Chair type 06; type TBC | 3 | nr |  | 0
J | Chair type 07; type TBC | 10 | nr |  | 0
K | Chair type 08; type TBC | 26 | nr |  | 0
L | Chair type 09; type TBC | 2 | nr |  | 0
M | Chair type 11; type TBC | 1 | nr |  | 0
N | Bar chair; type TBC | 4 | nr |  | 0
Couch
P | Couch type 01; type TBC | 3 | nr |  | 0
Reception Counter
Q | Reception Counter; type TBC | 2 | nr |  | 0
Desk
R | Desk type 01; type TBC | 2 | nr |  | 0
Dumbbell holding rack
S | Dumbbell holding rack type 01; type TBC | 1 | nr |  | 0
T | Dumbbell holding rack type 02; type TBC | 1 | nr |  | 0
Mirror
U | Mirror type 01; type TBC | 2 | nr |  | 0
V | Mirror type 2; type TBC | 4 | nr |  | 0
Rug
W | Rug type 01; type TBC | 2 | nr |  | 0
X | Rug type 02; type TBC | 1 | nr |  | 0
Y | Rug type 03; type TBC | 1 | nr |  | 0
Z | Rug type 04; type TBC | 1 | nr |  | 0
AA | Rug type 05; type TBC | 1 | nr |  | 0
|  |  |  | To Collection USD | 0
SECTION M - FURNISHINGS (CONT'D)
Supply and installation of FF&E, Fit out items including all
necessary fixing accessories and upholstery required to
complete all works; all in accordance with the drawings,
schedule and specifications
Sofa
A | Sofa type 01; type TBC | 2 | nr |  | 0
B | Sofa type 02; type TBC | 2 | nr |  | 0
C | Sofa type 03; type TBC | 3 | nr |  | 0
D | Sofa type 04; type TBC | 1 | nr |  | 0
E | Sofa type 05; type TBC | 1 | nr |  | 0
F | Sofa type 06; type TBC | 1 | nr |  | 0
G | Sofa type 07; type TBC | 6 | nr |  | 0
Table
H | Table type 01; type TBC | 5 | nr |  | 0
J | Table type 02; type TBC | 12 | nr |  | 0
K | Table type 03; type TBC | 2 | nr |  | 0
L | Table type 04; type TBC | 1 | nr |  | 0
M | Table type 05; type TBC | 2 | nr |  | 0
N | Table type 06; type TBC | 4 | nr |  | 0
P | Table type 07; type TBC | 2 | nr |  | 0
Q | Table type 08; type TBC | 1 | nr |  | 0
R | Table type 09; type TBC | 1 | nr |  | 0
S | Table type 10; type TBC | 1 | nr |  | 0
T | Table type 11; type TBC | 2 | nr |  | 0
U | Table type 12; type TBC | 1 | nr |  | 0
V | Table type 13; type TBC | 3 | nr |  | 0
W | Table type 14; type TBC | 6 | nr |  | 0
X | Table type 15; type TBC | 6 | nr |  | 0
Y | Table type 16; type TBC | 1 | nr |  | 0
Z | Table type 17; type TBC | 1 | nr |  | 0
AA | Table type 18; type TBC | 2 | nr |  | 0
AB | Table type 19; type TBC | 1 | nr |  | 0
AC | Table type 20; type TBC | 1 | nr |  | 0
AD | Table type 21; type TBC | 1 | nr |  | 0
TV cabinet
AE | TV cabinet type 01; type TBC | 1 | nr |  | 0
Yoga Mat
AF | Yoga Mat type 01; type TBC | 7 | nr |  | 0
|  |  |  | To Collection USD | 0
SECTION M - FURNISHINGS (CONT'D)
Supply and installation of FF&E, Fit out items including all
necessary fixing accessories and upholstery required to
complete all works; all in accordance with the drawings,
schedule and specifications
Statue
A | Statue; type TBC | 1 | nr |  | 0
Loose Furniture Unit
B | Loose Furniture Unit; type TBC | 1 | nr |  | 0
|  |  |  | To Collection USD | 0
SECTION M - FURNISHINGS (CONT'D.)
Tenderer's Adjustments
The Contractor will list here and price any items shown on the
drawings, mentioned in the Specifications or required for the
satisfactory completion of this section, but not mentioned
herein. Any such items not listed below shall be deemed to be
included.
A | ____________________________________________
B | ____________________________________________
C | ____________________________________________
D | ____________________________________________
E | ____________________________________________
F | ____________________________________________
G | ____________________________________________
H | ____________________________________________
J | ____________________________________________
K | ____________________________________________
|  |  |  | To Collection USD | 0
COLLECTION
Page Numbers
| BQ/ARR/M/1 |  |  |  | Under PS
| BQ/ARR/M/2 |  |  |  | Under PS
| BQ/ARR/M/3 |  |  |  | Under PS
| BQ/ARR/M/4 |  |  |  | Under PS
| BQ/ARR/M/5 |  |  |  | Under PS
| TOTAL FOR SECTION M - FURNISHINGS |  |  | TO MAIN SUMMARY USD | Under PS

## N (hidden)
FISHERMAN'S COVE-STORY HOTEL
BEL OMBRE, MAHE SEYCHELLES
#REF!
#REF!
4 BEDROOM VILLA TYPOLOGY
SECTION N - SPECIAL CONSTRUCTION

## N - SPECIAL CONSTRUCTION (hidden)
FISHERMAN'S COVE-STORY HOTEL
BEL OMBRE, MAHE SEYCHELLES
#REF!
#REF!
RATE BREAKDOWN
BILL NO 01 ¦ ARRIVAL BUILDING
Item | Description | Quantity | Unit | Rate | Total | Supply | Installation | OHP%
SECTION N - SPECIAL CONSTRUCTION
THIS SECTION IS NOT APPLICABLE
| TOTAL FOR SECTION N - SPECIAL CONSTRUCTION |  |  | TO MAIN SUMMARY AED | 0

## P
FISHERMAN'S COVE-STORY HOTEL
BEL OMBRE, MAHE SEYCHELLES
ARRIVAL BUILDING
SECTION P- CONVEYING SYSTEM

## P-CONVEYING SYSTEM (hidden)
FISHERMAN'S COVE-STORY HOTEL
BEL OMBRE, MAHE, SEYCHELLES
RATE BREAKDOWN
BILL NO. 1 ¦ ARRIVAL BUILDING
Item | Description | Total Qty | Unit | Rate | Total | Supply | Installation | OHP%
SECTION P - CONVEYING SYSTEM
Supply and install the whole elevator system; complete with all
operating and associated equipment, machines and sheaves,
drives and control, controller assemblies, rail system, wire
ropes, stopping devices, platforms, buffers, counter weight,
compensation, hoist way access, protective devices; including
car frames, car finishes and landing entrances finishes (as
specified), intercommunication system, interfacing with security
system, electrical works and connections, all
ancillaries/accessories and all necessary works to complete
and operate the entire elevator system; to comply with all
Regulatory Agencies requirements; all in accordance with the
specifications
A | Lift for lower ground floor to ground floor level | 1 | nr |  | 0
|  |  |  | To Collection USD | 0
SECTION P - CONVEYING SYSTEM (CONT'D)
Tender Adjustments
The Tenderer is to detail below any additional items with
quantities and rates not previously included to complete the
build up of the Lump Sum price for this section of the works.
Should the tenderer fail to insert any items here, it will be
deemed that his Lump Sum price for the Tender includes all
items and no subsequent claim for any additional item will be
entertained.
A | ____________________________________________ |  |  |  | 0
B | ____________________________________________ |  |  |  | 0
C | ____________________________________________ |  |  |  | 0
D | ____________________________________________ |  |  |  | 0
|  |  |  | To Collection USD | 0
SECTION P - CONVEYING SYSTEM (CONT'D)
Sundries for Conveying systems Works
Allow for the following and executing to the satisfaction of the
Engineer
A | Provision of all necessary support to achieve specified lift ride
| quality | 1 | Item
B | Provision of all necessary steelwork; including but not limited
to lifting beams, divider and trimmer, pit ladders, hoist ways
and machine rooms steel, buffers, rails/safeties and tie-down
rope, access grating, inspection ladders, guard rails on car
tops (as required), hoist way and pit divider screen and all
| necessary works required by the Codes | 1 | Item
C | Provide equipment brochure and service manuals for operation
| and maintenance | 1 | Item
D | Provision for all incidental works related to lifts installation;
including but not limited to lighting in hoist ways and pits,
| embedded steel work, and all necessary grouting | 1 | Item
E | Provision for code inspection, testing and commissioning | 1 | Item
F | Provision for all electrical wiring including conduit, controls and
connections and lift operation to inter-connect all lift controllers
and the lift command station and lift security station (inside the
| shaft) | 1 | Item
G | Allow for the required interfaces for the building security and
| building management systems (BMS) | 1 | Item
H | Provision of shop drawings and samples | 1 | Item
J | Providing all tools and spares | 1 | Item
K | Co-ordination with other trades | 1 | Item
L | Provision of cab mock-ups; complete as described | 1 | Item
M | Provision for all necessary protection and decorative painting
| related to elevator works | 1 | Item
| TOTAL FOR SECTION P - CONVEYING SYSTEM |  |  | To Collection USD | 0
SECTION P - CONVEYING SYSTEM (CONT'D)
Tender Adjustments
The Tenderer is to detail below any additional items with
quantities and rates not previously included to complete the
build up of the Lump Sum price for this section of the works.
Should the tenderer fail to insert any items here, it will be
deemed that his Lump Sum price for the Tender includes all
items and no subsequent claim for any additional item will be
entertained.
A | ____________________________________________ |  |  |  | 0
B | ____________________________________________ |  |  |  | 0
C | ____________________________________________ |  |  |  | 0
D | ____________________________________________ |  |  |  | 0
| TOTAL FOR SECTION P - CONVEYING SYSTEM |  |  | To Collection USD | 0
COLLECTION
Page Numbers
| BQ/ARR/P/1 |  |  |  | 0
| BQ/ARR/P/2 |  |  |  | 0
| BQ/ARR/P/3 |  |  |  | 0
| BQ/ARR/P/4 |  |  |  | 0
| TOTAL FOR SECTION P-CONVEYING SYSTEM |  |  | TO MAIN SUMMARY USD | 0

## Q
FISHERMAN'S COVE-STORY HOTEL
BEL OMBRE, MAHE SEYCHELLES
ARRIVAL BUILDING
SECTION Q - MECHANICAL ENGINEERING INSTALLATIONS

## Q-MECHANICAL (hidden)
FISHERMAN'S COVE-STORY HOTEL
BEL OMBRE, MAHE, SEYCHELLES
RATE BREAKDOWN
BILL NO. 1 ¦ ARRIVAL BUILDING
Item | Description | Total Qty | Unit | Rate | Total | Supply | Installation | OHP%
SECTION Q - MECHANICAL ENGINEERING INSTALLATIONS
SANITARY INSTALLATIONS
Sanitary appliances and accessories; including fittings, angle
valves, bottle/waste traps, fixing, supports and all necessary
accessories and connections; complete all in accordance with
the drawings and specifications
Male/Female changing room for gym
A | Water closet | 2 | nr |  | 0
B | Bidet shower | 2 | nr |  | 0
C | Shower set | 4 | nr |  | 0
D | Wash basin | 6 | nr |  | 0
E | Basin mixer | 6 | nr |  | 0
F | Accessible water closet set | 2 | nr |  | 0
G | Accessible wash basin with mixer | 2 | nr |  | 0
|  |  |  | To Collection USD | 0
SECTION Q - MECHANICAL ENGINEERING INSTALLATIONS
(CONT'D)
SANITARY INSTALLATIONS (CONT'D)
Tender Adjustments
The Tenderer is to detail below any additional items with
quantities and rates not previously included to complete the
build up of the Lump Sum price for this section of the works.
Should the tenderer fail to insert any items here, it will be
deemed that his Lump Sum price for the Tender includes all
items and no subsequent claim for any additional item will be
entertained.
A | ____________________________________________ |  |  |  | 0
B | ____________________________________________ |  |  |  | 0
C | ____________________________________________ |  |  |  | 0
D | ____________________________________________ |  |  |  | 0
|  |  |  | To Collection USD | 0
SECTION Q - MECHANICAL ENGINEERING INSTALLATIONS
(CONT'D)
DISPOSAL INSTALLATIONS
Condensate Drains Installations
Unplasticized polyvinyl chloride (uPVC) pipes; including fittings,
fixing, supports and all necessary accessories and
connections; complete all in accordance with the drawings and
specifications
A | Condensate drains to FCUs | 15 | nr |  | 0
B | Condensate drains to RAHUs | 1 | nr |  | 0
Foam insulation; complete all in accordance with the drawings
and specifications
C | Condensate drains to FCUs | 15 | nr |  | Included
D | Condensate drains to RAHUs | 1 | nr |  | Included
Soil, Waste and Vent Installations
Under ground unplasticized Polyvinyl chloride (uPVC) pipes;
including fittings, fixing, supports and all necessary accessories
and connections; complete all in accordance with the drawings
and specifications
E | 50mm diameter | 9 | m |  | 0
F | 75mm diameter | 58 | m |  | 0
G | 110mm diameter | 30 | m |  | 0
Above ground unplasticized Polyvinyl chloride (uPVC) pipes;
including fittings, fixing, supports and all necessary accessories
and connections; complete all in accordance with the drawings
and specifications
H | 50mm diameter | 107 | m |  | 0
J | 75mm diameter | 80 | m |  | 0
K | 110mm diameter | 2 | m |  | 0
Pipework ancillaries including all necessary accessories and
connections to pipework; complete all in accordance with the
drawings and specifications
L | Floor drains, fixed to 75mm diameter pipe; ref. FD-1 | 10 | nr |  | 0
M | Floor drains, fixed to 75mm diameter pipe; ref. FD-2 | 4 | nr |  | 0
N | Floor drains, fixed to 75mm diameter pipe; ref. FD-3 | 3 | nr |  | 0
P | Shower drain | 4 | nr |  | 0
Q | Clean outs; fixed to 75mm diameter pipe | 2 | nr |  | 0
R | Floor clean outs; fixed to 75mm diameter pipe | 3 | nr |  | 0
S | Floor clean outs; fixed to 110mm diameter pipe | 1 | nr |  | 0
T | Roof vent cap; fixed to 75mm diameter pipe | 2 | nr |  | 0
|  |  |  | To Collection USD | 0
SECTION Q - MECHANICAL ENGINEERING INSTALLATIONS
(CONT'D)
DISPOSAL INSTALLATIONS (CONT'D)
Soil, Waste and Vent Installations (Cont'd)
Gully traps, including cover and frame, excavation, backfilling,
disposal, and all necessary accessories and connections;
complete all in accordance with drawings and specifications
A | 600 x 600mm sized | 1 | nr |  | 0
Allow for the following items which deem to be included
complete in accordance with the drawings and specifications
B | Acoustic lagging to drainage pipes | 1 | Item |  | 0
|  |  |  | To Collection USD | 0
SECTION Q - MECHANICAL ENGINEERING INSTALLATIONS
(CONT'D)
DISPOSAL INSTALLATIONS (CONT'D)
Tender Adjustments
The Tenderer is to detail below any additional items with
quantities and rates not previously included to complete the
build up of the Lump Sum price for this section of the works.
Should the tenderer fail to insert any items here, it will be
deemed that his Lump Sum price for the Tender includes all
items and no subsequent claim for any additional item will be
entertained.
A | ____________________________________________ |  |  |  | 0
B | ____________________________________________ |  |  |  | 0
C | ____________________________________________ |  |  |  | 0
D | ____________________________________________ |  |  |  | 0
|  |  |  | To Collection USD | 0
SECTION Q - MECHANICAL ENGINEERING INSTALLATIONS
(CONT'D)
WATER INSTALLATIONS
Cold Water Installations
Polypropylene random copolymer (PPR) pipes; including
fittings, fixing, supports and all necessary accessories and
connections; complete all in accordance with the drawings and
specifications
A | 15mm diameter | 33 | m |  | 0
B | 20mm diameter | 19 | m |  | 0
C | 25mm diameter | 15 | m |  | 0
D | 32mm diameter | 6 | m |  | 0
E | 40mm diameter | 5 | m |  | 0
F | 50mm diameter | 19 | m |  | 0
G | 75mm diameter | 14 | m |  | 0
Cross-linked polyethylene (PEX) pipes; including fittings, fixing,
supports and all necessary accessories and connections,
complete all in accordance with the drawings and specifications
H | 15mm diameter | 8 | nr |  | 0
Valves and ancillaries including adaptors and flanges as
required, complete in accordance with the drawings and
specifications
J | Check valve, 75mm diameter | 4 | nr |  | 0
K | Gate valve, 15mm diameter | 4 | nr |  | 0
L | Gate valve, 20mm diameter | 2 | nr |  | 0
M | Gate valve, 75mm diameter | 6 | nr |  | 0
N | Strainer, 75mm diameter | 1 | nr |  | 0
P | Hose bib, 15mm diameter | 2 | nr |  | 0
Q | Water hammer arrestor, 15mm diameter | 2 | nr |  | 0
Allowance for cold water system including pipework, fitting and
ancillaries to undesigned/WIP areas
R | For final distribution pipes to F&B pantry room (approx. area
| 6.44m2) | 1 | Item |  | 0
S | For final distribution pipes to F&B pantry room (approx. area
| 17.42m2) | 1 | Item |  | 0
T | For final distribution pipes to lounge (approx. area 81m2) | 1 | Item |  | 0
|  |  |  | To Collection USD | 0
SECTION Q - MECHANICAL ENGINEERING INSTALLATIONS
(CONT'D)
WATER INSTALLATIONS (CONT'D)
Cooled Water Installations
Polypropylene random copolymer (PPR) pipes; including
fittings, fixing, supports and all necessary accessories and
connections; complete all in accordance with the drawings and
specifications
A | 15mm diameter | 36 | m |  | 0
B | 20mm diameter | 29 | m |  | 0
C | 25mm diameter | 8 | m |  | 0
D | 40mm diameter | 6 | m |  | 0
E | 50mm diameter | 13 | m |  | 0
F | 65mm diameter | 21 | m |  | 0
Fiber glass insulation; complete all in accordance with the
drawings and specifications
G | Fixing to 15mm diameter pipes | 36 | m |  | Included
H | Fixing to 20mm diameter pipes | 29 | m |  | Included
J | Fixing to 25mm diameter pipes | 8 | m |  | Included
K | Fixing to 40mm diameter pipes | 6 | m |  | Included
L | Fixing to 50mm diameter pipes | 13 | m |  | Included
M | Fixing to 65mm diameter pipes | 21 | m |  | Included
Cross-linked polyethylene (PEX) pipes; including fittings, fixing,
supports and all necessary accessories and connections,
complete all in accordance with the drawings and specifications
N | 15mm diameter | 9 | nr |  | 0
Valves and ancillaries including adaptors and flanges as
required, complete in accordance with the drawings and
specifications
P | Gate valve, 20mm diameter | 6 | nr |  | 0
Q | Water hammer arrestor, 15mm diameter | 4 | nr |  | 0
Equipment and ancillaries including valve sets and all
necessary support/mounting, control panel, wire/cables up to
electrical isolator, sensors, accessories and connections; as
detailed in the equipment schedule and in accordance with
drawings and specifications
R | Cooled water recirculating inline pump set (1-duty/1-standby),
| 3.14 L/s at 10m head; ref. CP-ARR-01 | 1 | set |  | 0
S | Plate heat exchanger, 1.3 (L/S) at 16 bar head each; ref.
| PHEX-ARR-01 | 1 | nr |  | 0
T | Cooled water storage tank, 1.35m3 capacity; ref.
| CO-ARR-01/02 | 2 | nr |  | 0
|  |  |  | To Collection USD | 0
SECTION Q - MECHANICAL ENGINEERING INSTALLATIONS
(CONT'D)
WATER INSTALLATIONS (CONT'D)
Cooled Water Installations (Cont'd)
Allowance for cooled water system including pipework, fitting
and ancillaries to undesigned/WIP areas
A | For final distribution pipes to F&B pantry room (approx. area
| 6.44m2) | 1 | Item |  | 0
B | For final distribution pipes to F&B pantry room (approx. area
| 17.42m2) | 1 | Item |  | 0
C | For final distribution pipes to lounge (approx. area 81m2) | 1 | Item |  | 0
D | For final distribution pipes to Janitor room (approx. area
| 2.03m2) | 1 | Item |  | 0
Hot Water Installations
Polypropylene random copolymer (PPR) pipes; including
fittings, fixing, supports and all necessary accessories and
connections; complete all in accordance with the drawings and
specifications
E | 15mm diameter | 108 | m |  | 0
F | 20mm diameter | 28 | m |  | 0
G | 25mm diameter | 9 | m |  | 0
H | 32mm diameter | 11 | m |  | 0
J | 40mm diameter | 2 | m |  | 0
K | 50mm diameter | 19 | m |  | 0
L | 65mm diameter | 21 | m |  | 0
M | 75mm diameter | 4 | m |  | 0
Fiber glass insulation; complete all in accordance with the
drawings and specifications
N | Fixing to 15mm diameter pipes | 108 | m |  | Included
P | Fixing to 20mm diameter pipes | 28 | m |  | Included
Q | Fixing to 25mm diameter pipes | 9 | m |  | Included
R | Fixing to 32mm diameter pipes | 11 | m |  | Included
S | Fixing to 40mm diameter pipes | 2 | m |  | Included
T | Fixing to 50mm diameter pipes | 19 | m |  | Included
U | Fixing to 65mm diameter pipes | 21 | m |  | Included
V | Fixing to 75mm diameter pipes | 4 | m |  | Included
Cross-linked polyethylene (PEX) pipes; including fittings, fixing,
supports and all necessary accessories and connections,
complete all in accordance with the drawings and specifications
W | 15mm diameter | 12 | nr |  | 0
|  |  |  | To Collection USD | 0
SECTION Q - MECHANICAL ENGINEERING INSTALLATIONS
(CONT'D)
WATER INSTALLATIONS (CONT'D)
Hot Water Installations (Cont'd)
Valves and ancillaries including adaptors and flanges as
required, complete in accordance with the drawings and
specifications
A | Double regulating valve, 15mm diameter | 5 | nr |  | 0
B | Double regulating valve, 20mm diameter | 1 | nr |  | 0
C | Gate valve, 15mm diameter | 5 | nr |  | 0
D | Gate valve, 20mm diameter | 7 | nr |  | 0
E | Gate valve, 50mm diameter | 2 | nr |  | 0
F | Gate valve, 75mm diameter | 2 | nr |  | 0
G | Strainer, 50mm diameter | 1 | nr |  | 0
H | Water hammer arrestor, 15mm diameter | 4 | nr |  | 0
Equipment and ancillaries including valve sets and all
necessary support/mounting, control panel, wire/cables up to
electrical isolator, sensors, accessories and connections; as
detailed in the equipment schedule and in accordance with
drawings and specifications
J | Hot water recirculating inline pump set (1-duty/1-standby),
| 0.33 L/s at 10m head; ref. HCP-ARR-01 | 1 | set |  | 0
K | Hot water storage tank, 1350L capacity; ref. HWST-ARR-01/02 | 2 | nr |  | 0
Allowance for hot water installation system including pipework,
fitting and ancillaries to undesigned/WIP areas
L | For final distribution pipes to F&B pantry room (approx. area
| 6.44m2) | 1 | Item |  | 0
M | For final distribution pipes to F&B pantry room (approx. area
| 17.42m2) | 1 | Item |  | 0
N | For final distribution pipes to lounge (approx. area 81m2) | 1 | Item |  | 0
P | For final distribution pipes to Janitor room (approx. area
| 2.03m2) | 1 | Item |  | 0
|  |  |  | To Collection USD | 0
SECTION Q - MECHANICAL ENGINEERING INSTALLATIONS
(CONT'D)
WATER INSTALLATIONS (CONT'D)
Tender Adjustments
The Tenderer is to detail below any additional items with
quantities and rates not previously included to complete the
build up of the Lump Sum price for this section of the works.
Should the tenderer fail to insert any items here, it will be
deemed that his Lump Sum price for the Tender includes all
items and no subsequent claim for any additional item will be
entertained.
A | ____________________________________________ |  |  |  | 0
B | ____________________________________________ |  |  |  | 0
C | ____________________________________________ |  |  |  | 0
D | ____________________________________________ |  |  |  | 0
|  |  |  | To Collection USD | 0
SECTION Q - MECHANICAL ENGINEERING INSTALLATIONS
(CONT'D)
HEAT SOURCE
Heating Water System
Steel pipes, Grade B, Schedule 40, including fittings, fixing,
supports and all necessary accessories and connections;
complete all in accordance with the drawings and specifications
A | 40mm diameter | 33 | m |  | 0
B | 50mm diameter | 5 | m |  | 0
C | 65mm diameter | 70 | m |  | 0
D | 80mm diameter | 8 | m |  | 0
Thermal insulation; complete all in accordance with the
drawings and specifications
E | Fixing to 40mm diameter pipes | 33 | m |  | Included
F | Fixing to 50mm diameter pipes | 5 | m |  | Included
G | Fixing to 65mm diameter pipes | 70 | m |  | Included
H | Fixing to 80mm diameter pipes | 8 | m |  | Included
Valves and ancillaries including adaptors and flanges as
required, complete in accordance with the drawings and
specifications
J | Gate valve, 40mm diameter | 2 | nr |  | 0
K | Gate valve, 50mm diameter | 4 | nr |  | 0
L | Gate valve, 80mm diameter | 2 | nr |  | 0
M | Motor operated 2 way valve, 50mm diameter | 2 | nr |  | 0
N | Valve set assembly to RAHU unit | 1 | nr |  | 0
|  |  |  | To Collection USD | 0
SECTION Q - MECHANICAL ENGINEERING INSTALLATIONS
(CONT'D)
HEAT SOURCE (CONT'D)
Tender Adjustments
The Tenderer is to detail below any additional items with
quantities and rates not previously included to complete the
build up of the Lump Sum price for this section of the works.
Should the tenderer fail to insert any items here, it will be
deemed that his Lump Sum price for the Tender includes all
items and no subsequent claim for any additional item will be
entertained.
A | ____________________________________________
B | ____________________________________________
C | ____________________________________________
D | ____________________________________________
|  |  |  | To Collection USD | 0
SECTION Q - MECHANICAL ENGINEERING INSTALLATIONS
(CONT'D)
SPACE HEATING AND AIR CONDITIONING SYSTEMS
Chilled Water System
Steel pipes, Grade B, Schedule 40, including fittings, fixing,
supports and all necessary accessories and connections;
complete all in accordance with the drawings and specifications
A | 20mm diameter | 66 | m |  | 0
B | 25mm diameter | 40 | m |  | 0
C | 32mm diameter | 42 | m |  | 0
D | 40mm diameter | 17 | m |  | 0
E | 50mm diameter | 11 | m |  | 0
F | 65mm diameter | 50 | m |  | 0
G | 80mm diameter | 49 | m |  | 0
Foam insulation; complete all in accordance with the drawings
and specifications
H | Fixing to 20mm diameter pipes | 66 | m |  | 0
J | Fixing to 25mm diameter pipes | 40 | m |  | 0
K | Fixing to 32mm diameter pipes | 42 | m |  | 0
L | Fixing to 40mm diameter pipes | 17 | m |  | 0
M | Fixing to 50mm diameter pipes | 11 | m |  | 0
N | Fixing to 65mm diameter pipes | 50 | m |  | 0
P | Fixing to 80mm diameter pipes | 49 | m |  | 0
Valves and ancillaries including adaptors and flanges as
required, complete in accordance with the drawings and
specifications
Q | Gate valve, 20mm diameter | 2 | nr |  | 0
R | Gate valve, 25mm diameter | 2 | nr |  | 0
S | Gate valve, 32mm diameter | 2 | nr |  | 0
T | Gate valve, 40mm diameter | 2 | nr |  | 0
U | Gate valve, 65mm diameter | 2 | nr |  | 0
V | Gate valve, 80mm diameter | 2 | nr |  | 0
W | Motor operated 2 way valve, 40mm diameter | 1 | nr |  | 0
X | Valve set assembly to FCUs | 15 | nr |  | 0
Y | Valve set assembly to RAHU unit | 1 | nr |  | 0
|  |  |  | To Collection USD | 0
SECTION Q - MECHANICAL ENGINEERING INSTALLATIONS
(CONT'D)
SPACE HEATING AND AIR CONDITIONING SYSTEMS
(CONT'D)
Air Conditioning System
Pre-insulated ductwork and fittings, in accordance with
SMACNA/DW144 Standards, including all necessary hangers
and supports, flanges, Joints, accessories and connections;
complete in accordance with drawings and specifications
A | FCU supply and return air duct | 246 | m2 |  | 0
Acoustic lining; complete all in accordance with the drawings
and specifications
B | Acoustic lining to ductwork | 134 | m2 |  | 0
Duct accessories; complete all in accordance with the drawings
and specifications
C | Flexible duct, 250mm diameter | 39 | nr |  | 0
D | Volume control damper, 300 x 150mm | 1 | nr |  | 0
Air outlets; complete all in accordance with the drawings
specifications
E | Supply ceiling diffuser, 150 x 150mm | 1 | nr |  | 0
F | Supply ceiling diffuser, 225 x 225mm | 2 | nr |  | 0
G | Supply ceiling diffuser, 300 x 300mm | 1 | nr |  | 0
H | Supply ceiling diffuser, 375 x 375mm | 2 | nr |  | 0
J | Return ceiling diffuser, 150 x 150mm | 1 | nr |  | 0
K | Return ceiling diffuser, 225 x 225mm | 2 | nr |  | 0
L | Return ceiling diffuser, 300 x 300mm | 1 | nr |  | 0
M | Return ceiling diffuser, 375 x 375mm | 2 | nr |  | 0
N | Supply grille including plenum, 1000 x 250mm | 2 | nr |  | 0
P | Supply linear grille including plenum, 1850 x 250mm | 9 | nr |  | 0
Q | Supply linear grille including plenum, 10000 x 250mm | 1 | nr |  | 0
R | Return linear grille, 1850 x 250mm | 1 | nr |  | 0
S | Return linear grille, 10000 x 250mm | 1 | nr |  | 0
T | Return air gap, 10500mm length | 1 | nr |  | By ID
U | Return air gap, 12500mm length | 2 | nr |  | By ID
V | Wire mesh, 450 x 150mm | 1 | nr |  | 0
W | Wire mesh, 650 x 300mm | 1 | nr |  | 0
X | Wire mesh, 650 x 350mm | 2 | nr |  | 0
Y | Wire mesh, 650 x 400mm | 2 | nr |  | 0
|  |  |  | To Collection USD | 0
SECTION Q - MECHANICAL ENGINEERING INSTALLATIONS
(CONT'D)
SPACE HEATING AND AIR CONDITIONING SYSTEMS
(CONT'D)
Air Conditioning System (Cont'd)
Fan coil units, comprising unit casing, drain pan, cooling coils,
fan, fan motor, filters, wiring to local isolator, thermostats,
sensors, insulation as required and all necessary accessories
and connections; as detailed in the equipment schedule and in
accordance with drawings and specifications
A | 10.1 kW total selected cooling capacity, 845 L/s supply air
| flow; ref. FCU-ARR-01 | 2 | nr |  | 0
B | 4.07 kW total selected cooling capacity, 275 L/s supply air
| flow; ref. FCU-ARR-02 | 1 | nr |  | 0
C | 4.07 kW total selected cooling capacity, 275 L/s supply air
| flow; ref. FCU-ARR-03 | 1 | nr |  | 0
D | 4.07 kW total selected cooling capacity, 275 L/s supply air
| flow; ref. FCU-ARR-04 | 1 | nr |  | 0
E | 12.1 kW total selected cooling capacity, 865 L/s supply air
| flow; ref. FCU-ARR-05 | 1 | nr |  | 0
F | 4.07 kW total selected cooling capacity, 275 L/s supply air
| flow; ref. FCU-ARR-06 | 1 | nr |  | 0
G | 4.07 kW total selected cooling capacity, 275 L/s supply air
| flow; ref. FCU-ARR-07 | 1 | nr |  | 0
H | 10.1 kW total selected cooling capacity, 845 L/s supply air
| flow; ref. FCU-ARR-08 | 2 | nr |  | 0
J | 10.1 kW total selected cooling capacity, 845 L/s supply air
| flow; ref. FCU-ARR-09 | 1 | nr |  | 0
K | 10.1 kW total selected cooling capacity, 845 L/s supply air
| flow; ref. FCU-ARR-10 | 1 | nr |  | 0
L | 4.07 kW total selected cooling capacity, 275 L/s supply air
| flow; ref. FCU-ARR-11 | 1 | nr |  | 0
M | 4.07 kW total selected cooling capacity, 275 L/s supply air
| flow; ref. FCU-ARR-12 | 1 | nr |  | 0
N | 4.07 kW total selected cooling capacity, 275 L/s supply air
| flow; ref. FCU-ARR-13 | 1 | nr |  | 0
Allowance for fan coil unit final distribution air ductwork, duct
ancillaries and air outlets to undesigned/WIP room areas
P | For F & B pantry areas (approx. area 6m2) | 1 | Item |  | 0
Q | For gym store areas (approx. area 15m2) | 1 | Item |  | 0
R | For IDF room areas (approx. area 3m2) | 1 | Item |  | 0
S | For shop areas (approx. area 14m2) | 1 | Item |  | 0
T | For SMBD room areas (approx. area 4m2) | 1 | Item |  | 0
U | For luggage room areas (approx. area 9m2) | 1 | Item |  | 0
|  |  |  | To Collection USD | 0
SECTION Q - MECHANICAL ENGINEERING INSTALLATIONS
(CONT'D)
SPACE HEATING AND AIR CONDITIONING SYSTEMS
(CONT'D)
Tender Adjustments
The Tenderer is to detail below any additional items with
quantities and rates not previously included to complete the
build up of the Lump Sum price for this section of the works.
Should the tenderer fail to insert any items here, it will be
deemed that his Lump Sum price for the Tender includes all
items and no subsequent claim for any additional item will be
entertained.
A | ____________________________________________ |  |  |  | 0
B | ____________________________________________ |  |  |  | 0
C | ____________________________________________ |  |  |  | 0
D | ____________________________________________ |  |  |  | 0
|  |  |  | To Collection USD | 0
SECTION Q - MECHANICAL ENGINEERING INSTALLATIONS
(CONT'D)
VENTILATION SYSTEM
Fresh and Extract Air System
Galvanised steel sheet ductwork and fittings, in accordance
with SMACNA/DW144 Standards, including all necessary
hangers and supports, flanges, Joints, accessories and
connections; complete in accordance with drawings and
specifications
A | Fresh air duct | 107 | m2 |  | 0
B | Extract air duct | 128 | m2 |  | 0
Fiber glass insulation; complete all in accordance with the
drawings and specifications
C | Fixing externally to rectangular ductwork | 235 | m2 |  | Included
Duct accessories; complete all in accordance with the drawings
and specifications
D | Volume control damper, 100 x 100mm | 15 | nr |  | 0
E | Volume control damper, 150 x 100mm | 3 | nr |  | 0
F | Volume control damper, 150 x 150mm | 5 | nr |  | 0
G | Volume control damper, 200 x 150mm | 1 | nr |  | 0
H | Volume control damper, 250 x 200mm | 2 | nr |  | 0
J | Volume control damper, 350 x 200mm | 2 | nr |  | 0
K | Volume control damper, 350 x 250mm | 1 | nr |  | 0
L | Volume control damper, 350 x 350mm | 1 | nr |  | 0
M | Volume control damper, 400 x 200mm | 2 | nr |  | 0
N | Volume control damper, 450 x 250mm | 1 | nr |  | 0
P | Volume control damper, 500 x 250mm | 1 | nr |  | 0
Q | Fire damper, 100 x 100mm | 1 | nr |  | 0
R | Fire damper, 150 x 100mm | 1 | nr |  | 0
S | Fire damper, 150 x 150mm | 1 | nr |  | 0
T | Fire damper, 350 x 350mm | 1 | nr |  | 0
U | Fire damper, 400 x 200mm | 1 | nr |  | 0
V | Fire damper, 450 x 250mm | 1 | nr |  | 0
|  |  |  | To Collection USD | 0
SECTION Q - MECHANICAL ENGINEERING INSTALLATIONS
(CONT'D)
VENTILATION SYSTEM (CONT'D)
Fresh and Extract Air System (Cont'd)
Air outlets; complete all in accordance with the drawings and
specifications
A | Exhaust ceiling diffuser, 150 x 150mm | 2 | nr |  | 0
B | Exhaust grille, 100 x 100mm | 8 | nr |  | 0
C | Exhaust air louvre with insect screen, 0.58m2 | 1 | nr |  | 0
D | Fresh air louvre with insect screen, 1.57m2 | 1 | nr |  | 0
E | Wire mesh, 160 x 100mm | 6 | nr |  | 0
F | Wire mesh, 200 x 100mm | 1 | nr |  | 0
G | Wire mesh, 300 x 200mm | 1 | nr |  | 0
H | Wire mesh, 460 x 200mm | 1 | nr |  | 0
J | Wire mesh, 550 x 200mm | 1 | nr |  | 0
K | Wire mesh, 600 x 250mm | 1 | nr |  | 0
Recovery air handling unit (RAHU), comprising unit casing, drip
tray, panel filter, bag filter, drive guards, drive belts, pulleys,
attenuators, drain plugs, fans, coil, wiring to local isolator,
thermostat, dampers, vibration isolator, and all necessary
accessories and connections; as detailed in the equipment
schedule and in accordance with drawings and specifications
L | 45 kW total cooling capacity, 1690 L/s air flow at 300 Pa ESP;
| ref. RAHU-ARR-01 | 1 | nr |  | 0
Allowance for recovery air handling unit final distribution
exhaust air ductwork, duct ancillaries and air outlets to
undesigned/WIP room areas
M | For F & B pantry areas (approx. area 6m2) | 1 | Item |  | 0
N | For gym areas (approx. area 15m2) | 1 | Item |  | 0
P | For lounge room areas (approx. area 66m2) | 1 | Item |  | 0
Q | For teenage games room areas (approx. area 32m2) | 1 | Item |  | 0
|  |  |  | To Collection USD | 0
SECTION Q - MECHANICAL ENGINEERING INSTALLATIONS
(CONT'D)
VENTILATION SYSTEM (CONT'D)
Tender Adjustments
The Tenderer is to detail below any additional items with
quantities and rates not previously included to complete the
build up of the Lump Sum price for this section of the works.
Should the tenderer fail to insert any items here, it will be
deemed that his Lump Sum price for the Tender includes all
items and no subsequent claim for any additional item will be
entertained.
A | ____________________________________________ |  |  |  | 0
B | ____________________________________________ |  |  |  | 0
C | ____________________________________________ |  |  |  | 0
D | ____________________________________________ |  |  |  | 0
|  |  |  | To Collection USD | 0
SECTION Q - MECHANICAL ENGINEERING INSTALLATIONS
(CONT'D)
PROTECTIVE INSTALLATIONS
Wet Riser/Firehose Reel Installations
Galvanized seamless steel pipes, BS 1387 Class C, schedule
40 including fittings, fixing, supports and all necessary
accessories and connections; complete all in accordance with
drawings and specifications
A | 40mm diameter | 62 | m |  | 0
B | 65mm diameter | 8 | m |  | 0
C | 80mm diameter | 25 | m |  | 0
Fire hose cabinet assemblies; comprising of cabinet, fire
extinguishers and interconnecting pipework, valves and
connectors and all necessary accessories and connections;
complete all in accordance with drawings and specifications
D | Fire hose cabinet | 3 | nr |  | 0
Fire Extinguisher
E | Dry powder portable fire extinguisher, 4kg | 5 | nr |  | 0
F | CO2 portable fire extinguisher, 2.5kg | 2 | nr |  | 0
|  |  |  | To Collection USD | 0
SECTION Q - MECHANICAL ENGINEERING INSTALLATIONS
(CONT'D)
PROTECTIVE INSTALLATIONS (CONT'D)
Tender Adjustments
The Tenderer is to detail below any additional items with
quantities and rates not previously included to complete the
build up of the Lump Sum price for this section of the works.
Should the tenderer fail to insert any items here, it will be
deemed that his Lump Sum price for the Tender includes all
items and no subsequent claim for any additional item will be
entertained.
A | ____________________________________________ |  |  |  | 0
B | ____________________________________________ |  |  |  | 0
C | ____________________________________________ |  |  |  | 0
D | ____________________________________________ |  |  |  | 0
|  |  |  | To Collection USD | 0
SECTION Q - MECHANICAL ENGINEERING INSTALLATIONS
(CONT'D)
Building Management System
Supply, install, test and commission and hand-over the
complete Building Management Systems (BMS) and all
associated automatic controls and monitoring system;
including but not limited to the complete automatic control and
monitoring of HVAC, mechanical, electrical, public health, all
associated interfacing works; complete with suitable
programming system, all associated equipment, connections,
support, fittings and all necessary and ancillary works to
complete the operational control and monitoring of the whole
system; all in accordance with the specification
A | Central command centre including field devices, DDC/BMS
panel, workstation PC, software license and all necessary
| programming, sequence of operation and graphics | 1 | Item |  | 0
B | Wiring and containment | 1 | Item |  | Included
|  |  |  | To Collection USD | 0
SECTION Q - MECHANICAL ENGINEERING INSTALLATIONS
(CONT'D)
Tender Adjustments
The Tenderer is to detail below any additional items with
quantities and rates not previously included to complete the
build up of the Lump Sum price for this section of the works.
Should the tenderer fail to insert any items here, it will be
deemed that his Lump Sum price for the Tender includes all
items and no subsequent claim for any additional item will be
entertained.
A | ____________________________________________ |  |  |  | 0
B | ____________________________________________ |  |  |  | 0
C | ____________________________________________ |  |  |  | 0
D | ____________________________________________ |  |  |  | 0
|  |  |  | To Collection USD | 0
SECTION Q - MECHANICAL ENGINEERING INSTALLATIONS
(CONT'D)
Sundries for Mechanical Engineering Installation Works
The following are in respect of the whole of the Mechanical
Engineering Installations
Allow for the following and executing to the satisfaction of the
Engineer
A | Marking positions of holes, mortices, chases and the like
| in the structure | 1 | Item |  | 0
B | Providing samples | 1 | Item |  | Included
C | Co-ordinating with other trades including additional materials
and labour to produce a fully and operable installation
| (interfacing work with BMS and fire alarm system) | 1 | Item |  | Included
D | Providing all necessary spares and tools | 1 | Item |  | Included
E | Providing identification, colour coding and labelling | 1 | Item |  | Included
F | Conduct training to the owner's representative in the
| operation, maintenance and service of the whole installation | 1 | Item |  | Included
G | Provide all attendance necessary during commissioning of all
plant, equipment and apparatus under the Contract, and each
equipment shall be represented by factory trained specialists
| for demonstration | 1 | Item |  | Included
H | Providing shop drawings | 1 | Item |  | Included
J | Providing "as built" drawings | 1 | Item |  | Included
K | Providing all necessary supports | 1 | Item |  | Included
L | Providing all necessary protection | 1 | Item |  | Included
M | Providing pipeline painting and all associated works | 1 | Item |  | Included
N | Providing operation and maintenance manuals | 1 | Item |  | Included
P | Testing and commissioning, including making good all defects
and re-testing as necessary and leaving all in sound and
| perfect working order or completion | 1 | Item |  | Included
Q | Providing pipe sleeves for all pipes and ducts passing
| through floors, walls and ceiling | 1 | Item |  | Included
R | Providing all fire sealing around collars, pipes, ducts and the
| like and passing through fire rated floor, walls and ceiling | 1 | Item |  | Included
S | Providing service ducts for pipe risers | 1 | Item |  | Included
T | Providing all builder's work | 1 | Item |  | Included
|  |  |  | To Collection USD | 0
SECTION Q - MECHANICAL ENGINEERING INSTALLATIONS
(CONT'D)
Tender Adjustments
The Tenderer is to detail below any additional items with
quantities and rates not previously included to complete the
build up of the Lump Sum price for this section of the works.
Should the tenderer fail to insert any items here, it will be
deemed that his Lump Sum price for the Tender includes all
items and no subsequent claim for any additional item will be
entertained.
A | ____________________________________________ |  |  |  | 0
B | ____________________________________________ |  |  |  | 0
C | ____________________________________________ |  |  |  | 0
D | ____________________________________________ |  |  |  | 0
|  |  |  | To Collection USD | 0
COLLECTION
Page Numbers
| BQ/ARR/Q/1 |  |  |  | 0
| BQ/ARR/Q/2 |  |  |  | 0
| BQ/ARR/Q/3 |  |  |  | 0
| BQ/ARR/Q/4 |  |  |  | 0
| BQ/ARR/Q/5 |  |  |  | 0
| BQ/ARR/Q/6 |  |  |  | 0
| BQ/ARR/Q/7 |  |  |  | 0
| BQ/ARR/Q/8 |  |  |  | 0
| BQ/ARR/Q/9 |  |  |  | 0
| BQ/ARR/Q/10 |  |  |  | 0
| BQ/ARR/Q/11 |  |  |  | 0
| BQ/ARR/Q/12 |  |  |  | 0
| BQ/ARR/Q/13 |  |  |  | 0
| BQ/ARR/Q/14 |  |  |  | 0
| BQ/ARR/Q/15 |  |  |  | 0
| BQ/ARR/Q/16 |  |  |  | 0
| BQ/ARR/Q/17 |  |  |  | 0
| BQ/ARR/Q/18 |  |  |  | 0
| BQ/ARR/Q/19 |  |  |  | 0
| BQ/ARR/Q/20 |  |  |  | 0
| BQ/ARR/Q/21 |  |  |  | 0
| BQ/ARR/Q/22 |  |  |  | 0
| BQ/ARR/Q/23 |  |  |  | 0
| BQ/ARR/Q/24 |  |  |  | 0
| BQ/ARR/Q/25 |  |  |  | 0
| TOTAL FOR SECTION Q-MECHANICAL INSTALLATION |  |  | TO MAIN SUMMARY USD | 0

## R
FISHERMAN'S COVE-STORY HOTEL
BEL OMBRE, MAHE SEYCHELLES
ARRIVAL BUILDING
SECTION R - ELECTRICAL ENGINEERING INSTALLATIONS

## R-ELECTRICAL (hidden)
FISHERMAN'S COVE-STORY HOTEL
BEL OMBRE,MAHE,SEYCHELLES
RATE BREAKDOWN
BILL NO 01 ¦ ARRIVAL BUILDING
Item | Description | Total Qty | Unit | Rate | Total | Supply | Installation | OHP%
SECTION R - ELECTRICAL ENGINEERING INSTALLATIONS
ELECTRICAL INSTALLATIONS
Low Voltage Distribution
Containment
LV cable tray including all necessary fittings, supports, earth
tags, accessories complete all in accordance with the drawings
and specifications
A | 300 x 50mm sized | 36 | m |  | 0
Cables
Power cables to include ECC drawn into and including conduit
(cable tray measured separately), required termination glands
complete in accordance with the drawings and specification
B | 2Cx4mm2 Cu/PVC/PVC + 1Cx4mm2 ECC | 8 | m |  | 0
C | 4Cx4mm2 Cu/PVC/PVC + 1Cx4mm2 ECC | 228 | m |  | 0
D | 4Cx10mm2 Cu/PVC/PVC + 1Cx10mm2 ECC | 62 | m |  | 0
E | 4Cx25mm2 Cu/PVC/PVC + 1Cx16mm2 ECC | 7 | m |  | 0
F | 4Cx4mm2 Cu/PVC/PVC + 1Cx4mm2 ECC cable from SMDB-ARR
| to Fountain (4P 20A Isolator) | 1 | Item |  | 0
Control Gear
Sub-main distribution boards complete with all necessary
accessories and required finishes, all in accordance with the
drawings and specification
G | 250A TP, 15 ways; ref. SMDB-ARR | 1 | nr |  | 0
Distribution boards complete with all necessary accessories and
required finishes, all in accordance with the drawings and
specification
H | 63A TPN; ref. DB-ARR-LGF | 1 | nr |  | 0
J | 40A TPN; ref. DB-ARR-GF | 1 | nr |  | 0
K | 40A TPN; ref. DB-ARR-KIT | 1 | nr |  | 0
L | 40A TPN; ref. DB-GYM | 1 | nr |  | 0
Un-interruptible distribution boards complete with all necessary
accessories and required finishes, all in accordance with the
drawings and specification
M | 40A TPN; ref. UPS(UDB-ARR) | 1 | nr |  | 0
Isolators complete with all necessary accessories and required
finishes, all in accordance with the drawings and specification
N | 20A 4P Isolator weatherproof | 8 | nr |  | 0
|  |  |  | To Collection USD | 0
SECTION R - ELECTRICAL ENGINEERING INSTALLATIONS
(CONT'D)
ELECTRICAL INSTALLATIONS (CONT'D)
Small Power Installation
Wiring in approved cables, drawing into and including conduit
where required, complete with boxes, fittings and supporting
brackets, all in accordance with the drawings and specification
(main cable trunking measured separately)
FOH areas
A | 13A 250V 3 pin floor mounted duplex waterproof switched
| socket outlet with dual earth terminal points | 26 | nr |  | 0
B | 13A 250V 3 pin wall mounted duplex switched socket outlet with
| dual earth terminal points | 34 | nr |  | 0
C | 13A 250V 3 pin wall mounted switched socket outlet with dual
| earth terminal points | 16 | nr |  | 0
D | 13A 250V 3 pin wall mounted weatherproof switched socket
| outlet with dual earth terminal points | 20 | nr |  | 0
E | Waterproof three phase power socket outlet points | 2 | nr |  | 0
F | Electrical UPS outlet points | 23 | nr |  | 0
G | Flex outlet for hand dryer points | 2 | nr |  | 0
H | 16A 250V 3 pin wall mounted waterproof duplex socket outlet
| with dual earth terminal points | 3 | nr |  | 0
J | 20A 2P Isolator weatherproof points | 10 | nr |  | 0
BOH areas
K | 13A 250V 3 pin floor mounted duplex waterproof switched
| socket outlet socket outlet with dual earth terminal points | 1 | nr |  | 0
L | 13A 250V 3 pin wall mounted switched socket outlet with dual
| earth terminal points | 4 | nr |  | 0
M | 13A 250V 3 pin wall mounted weatherproof switched socket
| outlet with dual earth terminal points | 9 | nr |  | 0
N | Electrical UPS outlet points | 8 | nr |  | 0
P | Double pole power switch points | 1 | nr |  | 0
Q | 20A 2P Isolator weatherproof points | 9 | nr |  | 0
|  |  |  | To Collection USD | 0
SECTION R - ELECTRICAL ENGINEERING INSTALLATIONS
(CONT'D)
ELECTRICAL INSTALLATIONS (CONT'D)
Small Power Installation (Cont'd)
Accessories; complete as described in the drawings and
specification
FOH areas
A | 13A 250V 3 pin floor mounted duplex waterproof switched
| socket outlet with dual earth terminal | 26 | nr |  | 0
B | 13A 250V 3 pin wall mounted duplex switched socket outlet with
| dual earth terminal | 34 | nr |  | 0
C | 13A 250V 3 pin wall mounted switched socket outlet with dual
| earth terminal | 16 | nr |  | 0
D | 13A 250V 3 pin wall mounted weatherproof switched socket
| outlet with dual earth terminal | 20 | nr |  | 0
E | Waterproof three phase power socket outlet | 2 | nr |  | 0
F | Electrical UPS outlet | 23 | nr |  | 0
G | Flex outlet for hand dryer | 2 | nr |  | 0
H | 16A 250V 3 pin wall mounted waterproof duplex socket outlet
| with dual earth terminal | 3 | nr |  | 0
J | 20A 2P Isolator weatherproof | 10 | nr |  | 0
BOH areas
K | 13A 250V 3 pin floor mounted duplex waterproof switched
| socket outlet socket outlet with dual earth terminal | 1 | nr |  | 0
L | 13A 250V 3 pin wall mounted switched socket outlet with dual
| earth terminal | 4 | nr |  | 0
M | 13A 250V 3 pin wall mounted weatherproof switched socket
| outlet with dual earth terminal | 9 | nr |  | 0
N | Electrical UPS outlet | 8 | nr |  | 0
P | Double pole power switch | 1 | nr |  | 0
Q | 20A 2P Isolator weatherproof | 9 | nr |  | 0
|  |  |  | To Collection USD | 0
SECTION R - ELECTRICAL ENGINEERING INSTALLATIONS
(CONT'D)
ELECTRICAL INSTALLATIONS (CONT'D)
Lighting Installation
Wiring in approved cables, drawing into and including conduit
where required, complete with boxes, fittings and supporting
brackets, all in accordance with the drawings and specification
(main cable trunking measured separately)
A | Allowance for lighting points for FOH areas | 1 | item |  | 0
B | Lighting points for BOH areas | 46 | nr |  | 0
C | Lighting points for facade (Dali dim) | 88 | nr |  | 0
D | Lighting points for landscape (Dali dim) | 81 | nr |  | 0
Supply and installation of light fittings including fixings, lamps
and connections complete in accordance with the drawings and
specifications
FOH Areas
E | Allowance for FOH lighting | 1 | item |  | 0
F | Allowance for decorative lighting | 1 | item |  | 0
BOH Areas
G | 36W 60x60 recessed LED light fitting, electronic ballast, 3600lm,
| 4000K, IP-20; ref. K | 11 | nr |  | 0
H | 36W 60x60 recessed LED light fitting, electronic ballast, 3600lm,
| 4000K, IP-20; ref. K1 | 14 | nr |  | 0
J | 28.5W surface mounted/suspended LED light fitting built in
| electronic driver, 6050lm, 4000K, IP-65; ref. T | 19 | nr |  | 0
K | 18W round bulkhead fluorescent luminaire, IP54 | 2 | nr |  | 0
Facade Lighting
L | Floor recessed miniature step light; ref. XM1 | 24 | nr |  | 0
M | Surface mounted spotlight; ref. XS2 | 8 | nr |  | 0
N | Surface mounted adIustable compact linear luminaire; ref. XL3 | 40 | nr |  | 0
P | Surface mounted direct/indirect luminaire; ref. XW2 | 16 | nr |  | 0
Landscape Lighting
Q | Spike mounted, adIustable LED luminaire; ref. XB1 | 19 | nr |  | 0
R | Floor recessed miniature step light; ref. XM1 | 12 | nr |  | 0
S | Floor recessed marker light; ref. XM2 | 17 | nr |  | 0
T | Spike mounted adIustable spotlight; ref. XS1 | 25 | nr |  | 0
Swimming Pool Lighting
U | Wall recessed miniature underwater pool light; ref. XW3 | 8 | nr |  | 0
|  |  |  | To Collection USD | 0
SECTION R - ELECTRICAL ENGINEERING INSTALLATIONS
(CONT'D)
ELECTRICAL INSTALLATIONS (CONT'D)
Lighting Control
Wiring in approved cables, drawing into and including conduit
where required, complete with boxes, fittings and supporting
brackets, all in accordance with the drawings and specification
(main cable trunking measured separately)
FOH Areas
A | Lighting switch points | 4 | nr |  | 0
B | Ref. SS2 points | 3 | nr |  | 0
C | Weatherproof ceiling mounted movement detector in decorative
| area points | 2 | nr |  | 0
BOH Areas
D | Lighting switch points | 16 | nr |  | 0
E | Weatherproof ceiling mounted movement detector points | 9 | nr |  | 0
Accessories; complete as described in the drawings and
specification
FOH Areas
F | 1 way 1 gang switch | 3 | nr |  | 0
G | 2 way 1 gang switch | 1 | nr |  | 0
H | Ref. SS2 | 3 | nr |  | 0
J | Weatherproof ceiling mounted movement detector in decorative
| area | 2 | nr |  | 0
BOH Areas
K | 1 way 1 gang switch | 8 | nr |  | 0
L | 1 way 1 gang switch W/P | 5 | nr |  | 0
M | 2 way 1 gang switch | 1 | nr |  | 0
N | 2 way 2 gang switch W/P | 2 | nr |  | 0
P | Weatherproof ceiling mounted movement detector | 9 | nr |  | 0
Equipment and ancillaries complete as described, all in
accordance with the drawings and specifications
Q | Lighting control panel; ref. LCP-ARR-LG | 1 | nr |  | 0
R | Lighting control panel; ref. LCP-GYM | 1 | nr |  | 0
|  |  |  | To Collection USD | 0
SECTION R - ELECTRICAL ENGINEERING INSTALLATIONS
(CONT'D)
ELECTRICAL INSTALLATIONS (CONT'D)
Low Voltage Distribution (cont'd)
Emergency Lighting Installation
Emergency battery system complete with all necessary
accessories and required finishes, all in accordance with the
drawings and specification
A | Central monitoring unit | 1 | nr |  | 0
Wiring in approved cables, drawing into and including conduit
where required, complete with boxes, fittings and supporting
brackets, all in accordance with the drawings and specification
(main cable trunking measured separately)
B | Emergency lighting points | 81 | nr |  | 0
C | Emergency exit lighting points | 29 | nr |  | 0
Supply and installation of light fittings including fixings, lamps
and connections complete in accordance with the drawings and
specifications
D | 6.6W LED ceiling mounted emergency lighting fixture, 3h self
| contained, 384lm, IP-20; ref. E1 | 42 | nr |  | 0
E | 6.6W LED ceiling mounted emergency lighting fixture, 3h self
| contained, 384lm, IP-44, WP; ref. E2 | 23 | nr |  | 0
F | 9.3W LED wall mounted emergency lighting fixture, housing
| material: polycarbonate, IP-65; ref. EM1 | 10 | nr |  | 0
G | Addressable wall mounted exit light, single sided, IP20; ref. E5 | 21 | nr |  | 0
H | Addressable wall mounted exit light, IP65; ref. E7 | 2 | nr |  | 0
J | 6W LED ceiling/suspended mounted addressable double sided
| exit light, IP65; ref. E9 | 6 | nr |  | 0
K | 6W LED ceiling/suspended mounted addressable double sided
| exit light, IP65; ref. E10 | 6 | nr |  | 0
|  |  |  | To Collection USD | 0
SECTION R - ELECTRICAL ENGINEERING INSTALLATIONS
(CONT'D)
ELECTRICAL INSTALLATIONS (CONT'D)
Earthing and Lightning Protection Installation
Complete grounding and bonding system including earth bars,
wires, conduits, connectors, terminals, copper tapes, bonding
Iumpers, earth electrode and all accessories required to
complete grounding system, all in accordance with the
specifications and drawings (As approved by the Engineer)
A | Earth bar | 2 | nr |  | 0
B | Earth inspection pit | 4 | nr |  | 0
C | Down Conductor (70mm2 stranded bare copper conductor) | 27 | m |  | 0
D | 70mm2 stranded bare copper conductor buried at 600mm
| minimum in soil for earth pit loops | 205 | m |  | 0
Lightning Protection System
Down conductors, within the reinforced concrete columns,
continuous from underground to roof level with overlapping,
interconnection and the air termination network to the earth pit
in ground floor including all necessary accessories as per
drawings and specifications
E | Reinforcement bar to bare copper conductor connection
| with copper clamps | 5 | nr |  | 0
25x3mm bare copper tape for ring protection including strike
pads, clamps and other necessary accessories as per drawings
and specifications
F | Copper tape for ring protection | 433 | m |  | 0
Cable connection to the rebar using bolt rod, cable clamp and
other necessary accessories as per drawings and specifications
G | Air terminal | 2 | nr |  | 0
H | Test point | 16 | nr |  | 0
J | Earth inspection pit | 15 | nr |  | 0
|  |  |  | To Collection USD | 0
SECTION R - ELECTRICAL ENGINEERING INSTALLATIONS
(CONT'D)
ELECTRICAL INSTALLATIONS (CONT'D)
Tender Adjustments
The Tenderer is to detail below any additional items with
quantities and rates not previously included to complete the
build up of the Lump Sum price for this section of the works.
Should the tenderer fail to insert any items here, it will be
deemed that his Lump Sum price for the Tender includes all
items and no subsequent claim for any additional item will be
entertained.
A | ____________________________________________ |  |  |  | 0
B | ____________________________________________ |  |  |  | 0
C | ____________________________________________ |  |  |  | 0
D | ____________________________________________ |  |  |  | 0
|  |  |  | To Collection USD | 0
SECTION R - ELECTRICAL ENGINEERING INSTALLATIONS
(CONT'D)
COMMUNICATION, SECURITY AND CONTROL SYSTEMS
Containment
Cable tray/ trunking including supports, earth tags, accessories
complete all in accordance with the drawings and specification
ICT cable tray
A | 150x50mm | 28 | m |  | 0
B | 300x50mm | 8 | m |  | 0
Security Cable trunking
C | 100x100mm | 15 | m |  | 0
D | 200x100mm | 27 | m |  | 0
|  |  |  | To Collection USD | 0
SECTION R - ELECTRICAL ENGINEERING INSTALLATIONS
(CONT'D)
COMMUNICATION, SECURITY AND CONTROL SYSTEMS
(CONT'D)
Telephone and Data System Installation
Equipment and ancillaries complete as described, all in
accordance with the drawings and specifications
A | Data rack with BGM inside data rack | 1 | nr |  | 0
Wiring in approved cables, drawing into and including conduit
where required, complete with boxes, fittings and supporting
brackets, all in accordance with the drawings and specification
Note: backbone cabling measured in Fisherman curve: Terrace
building backbone cabling measured in Story extention:
Exisitng MEP building
BOH Areas
B | Wall mounted single outlet 4 pairs RJ45 data outlet for
| background music; ref. BGM | 2 | nr |  | 0
C | Wall mounted single outlet 4 pairs RJ45 data outlet for
| telephone; ref. TEL | 1 | nr |  | 0
D | Wall mounted single outlet 4 pairs RJ45 data outlet for
| emergency telephone; ref. E-TEL | 1 | nr |  | 0
FOH Areas
E | Ceiling mounted BGM speaker; ref. SP | 16 | nr |  | 0
F | Ceiling mounted RJ45 data outlet point for wireless access
| point; ref.WF | 4 | nr |  | 0
G | Floor mounted single outlet 4 pairs RJ45 data outlet point for
| telephone, WP; ref. TEL | 6 | nr |  | 0
H | Floor mounted single outlet 4 pairs RJ45 data outlet point for
| background music, WP; ref. BGM | 2 | nr |  | 0
J | Floor mounted single outlet 4 pairs RJ45 data outlet point | 5 | nr |  | 0
K | Outlet box for volume controller; ref. VC | 3 | nr |  | 0
L | Panic push button; ref. P | 6 | nr |  | 0
M | Wall mounted 2 outlets 4 pairs data outlet points | 2 | nr |  | 0
N | Wall mounted 4 pairs tv outlet, WP; ref. TV | 2 | nr |  | 0
P | Wall mounted single outlet 4 pairs data outlet for
| background music; ref. BGM | 1 | nr |  | 0
Q | Wall mounted single outlet 4 pairs data outlet for
| telephone; ref. TEL | 3 | nr |  | 0
R | Wall mounted single outlet 4 pairs data outlet for
| point of sale; ref. POS | 2 | nr |  | 0
S | Wall mounted single outlet 4 pairs data outlet for
| property management system; ref. PMS | 2 | nr |  | 0
T | Wall mounted single outlet 4 pairs data outlet | 5 | nr |  | 0
U | Ceiling mounted BGM speaker, WP; ref. SP | 5 | nr |  | 0
V | ceiling mounted BGM speaker, WP; ref. SP | 2 | nr |  | 0
W | Wall mounted BGM speaker, WP; ref. SP | 12 | nr |  | 0
|  |  |  | To Collection USD | 0
SECTION R - ELECTRICAL ENGINEERING INSTALLATIONS
(CONT'D)
COMMUNICATION, SECURITY AND CONTROL SYSTEMS
(CONT'D)
Telephone and Data System Installation (cont'd)
Telecommunication devices complete as described, all in
accordance with the drawings and specifications
BOH Areas
B | Wall mounted single outlet 4 pairs RJ45 data outlet for
| background music; ref. BGM | 2 | nr |  | 0
C | Wall mounted single outlet 4 pairs RJ45 data outlet for
| telephone; ref. TEL | 1 | nr |  | 0
D | Wall mounted single outlet 4 pairs RJ45 data outlet for
| emergency telephone; ref. E-TEL | 1 | nr |  | 0
FOH Areas
E | Ceiling mounted BGM speaker; ref. SP | 16 | nr |  | 0
F | Ceiling mounted RJ45 data outlet point for wireless access
| point; ref.WF | 4 | nr |  | 0
G | Floor mounted single outlet 4 pairs RJ45 data outlet point for
| telephone, WP; ref. TEL | 6 | nr |  | 0
H | Floor mounted single outlet 4 pairs RJ45 data outlet point for
| background music, WP; ref. BGM | 2 | nr |  | 0
J | Floor mounted single outlet 4 pairs RJ45 data outlet point | 5 | nr |  | 0
K | Outlet box for volume controller; ref. VC | 3 | nr |  | 0
L | Panic push button; ref. P | 6 | nr |  | 0
M | Wall mounted 2 outlets 4 pairs data outlet points | 2 | nr |  | 0
N | Wall mounted 4 pairs tv outlet, WP; ref. TV | 2 | nr |  | 0
P | Wall mounted single outlet 4 pairs data outlet for
| background music; ref. BGM | 1 | nr |  | 0
Q | Wall mounted single outlet 4 pairs data outlet for
| telephone; ref. TEL | 3 | nr |  | 0
R | Wall mounted single outlet 4 pairs data outlet for
| point of sale; ref. POS | 2 | nr |  | 0
S | Wall mounted single outlet 4 pairs data outlet for
| property management system; ref. PMS | 2 | nr |  | 0
T | Wall mounted single outlet 4 pairs data outlet | 5 | nr |  | 0
U | Ceiling mounted BGM speaker, WP; ref. SP | 5 | nr |  | 0
V | ceiling mounted BGM speaker, WP; ref. SP | 2 | nr |  | 0
W | Wall mounted BGM speaker, WP; ref. SP | 12 | nr |  | 0
|  |  |  | To Collection USD | 0
SECTION R - ELECTRICAL ENGINEERING INSTALLATIONS
(CONT'D)
COMMUNICATION, SECURITY AND CONTROL SYSTEMS
(CONT'D)
Fire Alarm System
Equipment and ancillaries complete as described, all in
accordance with the drawings and specifications
A | Fire alarm repeater panel; ref. FARP | 1 | nr |  | 0
Wiring in approved power and data cables, drawing into and
including containment where required, complete with boxes,
fittings and supporting brackets, all in accordance with the
drawings and specification
B | Addressable double action pull station (WP) | 6 | nr |  | 0
C | Addressable heat detector points | 7 | nr |  | 0
D | Addressable photo electric smoke sensor with remote indicator
| for above false ceiling | 4 | nr |  | 0
E | Addressable photo electric smoke sensor | 16 | nr |  | 0
F | Addressable double action pull station (WP) | 6 | nr |  | 0
G | Ceiling mounted combined detector | 10 | nr |  | 0
H | Fire alarm wall mounted flasher | 5 | nr |  | 0
J | Recessed ceiling mounted fire alarm loudspeaker with
integrated fire alarm sounder, 6 watts rated power tapped at
| 1 watt, ip65, WP | 12 | nr |  | 0
K | Ceiling mounted fire alarm loudspeaker with integrated fire
| alarm sounder, 6 watts rated power tapped at 1 watt, WP | 6 | nr |  | 0
L | Waterproof wall mounted loudspeaker with integrated fire
alarm sounder, mounted at 2.4m above finished floor level,
| with 6 watts rated power, tapped at 1 watt (WP) | 12 | nr |  | 0
M | Fire alarm strobe light (WP) | 10 | nr |  | 0
|  |  |  | To Collection USD | 0
SECTION R - ELECTRICAL ENGINEERING INSTALLATIONS
(CONT'D)
COMMUNICATION, SECURITY AND CONTROL SYSTEMS
(CONT'D)
Fire Alarm System (cont'd)
Fire alarm devices complete as described, all in accordance
with the drawings and specifications
A | Addressable double action pull station (WP) | 6 | nr |  | 0
B | Addressable heat detector points | 7 | nr |  | 0
C | Addressable photo electric smoke sensor with remote indicator
| for above false ceiling | 4 | nr |  | 0
D | Addressable photo electric smoke sensor | 16 | nr |  | 0
E | Addressable double action pull station (WP) | 6 | nr |  | 0
F | Ceiling mounted combined detector | 10 | nr |  | 0
G | Fire alarm wall mounted flasher | 5 | nr |  | 0
H | Recessed ceiling mounted fire alarm loudspeaker with
integrated fire alarm sounder, 6 watts rated power tapped at
| 1 watt, ip65, WP | 12 | nr |  | 0
J | Ceiling mounted fire alarm loudspeaker with integrated fire
| alarm sounder, 6 watts rated power tapped at 1 watt, WP | 6 | nr |  | 0
K | Waterproof wall mounted loudspeaker with integrated fire
alarm sounder, mounted at 2.4m above finished floor level,
| with 6 watts rated power, tapped at 1 watt (WP) | 12 | nr |  | 0
L | Fire alarm strobe light (WP) | 10 | nr |  | 0
|  |  |  | To Collection USD | 0
SECTION R - ELECTRICAL ENGINEERING INSTALLATIONS
(CONT'D)
COMMUNICATION, SECURITY AND CONTROL SYSTEMS
(CONT'D)
CCTV System
Equipment and ancillaries complete as described, all in
accordance the drawings and specifications
A | Security data rack | 1 | nr |  | 0
Wiring in approved power and data cables, drawing into and
including containment where required, complete with boxes,
fittings and supporting brackets, all in accordance with the
drawings and specifications
B | Camera points | 40 | nr |  | 0
Security cameras complete as described, all in accordance with
the drawings and specifications
C | High resolution color CCTV dome (fixed) camera with auto iris | 20 | nr |  | 0
D | Weatherproof camera indoor ceiling mounted | 8 | nr |  | 0
E | Weatherproof camera outdoor bullet wall/ceiling mounted | 12 | nr |  | 0
Note: backbone cabling measured in Fisherman curve: BOH
building backbone cabling measured in Story extention:
Exisitng MEP building
Access Control System
Wiring in approved cables, drawing into and including conduit
where required, complete with boxes, fittings and supporting
brackets, all in accordance with the drawings and specification
(main cable trunking measured separately)
F | Single door; 1 nos access control manager+ 1 nos egress
button+ 1 nos magnetic door+ 1 nos monitored magnetic lock+
| 1 nos BION- line door proximity card reader | 4 | nr |  | 0
Access control devices complete as described, all in accordance
with the drawings and specifications
G | Single door; 1 nos access control manager+ 1 nos egress
button+ 1 nos magnetic door+ 1 nos monitored magnetic lock+
| 1 nos BION- line door proximity card reader | 4 | nr |  | 0
|  |  |  | To Collection USD | 0
SECTION R - ELECTRICAL ENGINEERING INSTALLATIONS
(CONT'D)
COMMUNICATION, SECURITY AND CONTROL SYSTEMS
(CONT'D)
Tender AdIustments
The Tenderer is to detail below any additional items with
quantities and rates not previously included to complete the
build up of the Lump Sum price for this section of the works.
Should the tenderer fail to insert any items here, it will be
deemed that his Lump Sum price for the Tender includes all
items and no subsequent claim for any additional item will be
entertained.
A | ____________________________________________ |  |  |  | 0
B | ____________________________________________ |  |  |  | 0
C | ____________________________________________ |  |  |  | 0
D | ____________________________________________ |  |  |  | 0
|  |  |  | To Collection USD | 0
SECTION R - ELECTRICAL ENGINEERING INSTALLATIONS (CONT'D)
Sundries for Electrical installation Works
A | Supports; include for all brackets, anchor, guide rails, | 1 | Item |  | Included
anti-vibration devices required to installation all services
B | Identification; include for plates, discs, labels, charts and colour
| coding of all services | 1 | Item |  | Included
C | Testing & Commissioning for all services required under the
Technical Specifications, including all listed Codes and
| Standards | 1 | Item |  | Included
D | Tools and Spares equipment required for routine checking,
maintenance, testing and control of installations, with
| appropriate portable measuring and test instruments | 1 | Item |  | Included
E | Documentation; include for O & M manuals, shop drawings and
| any other relevant certificates | 1 | Item |  | Included
Incidental Work to Electrical installation Works
F | Co-ordination with other engineering disciplines | 1 | Item |  | Included
G | Cutting or forming holes, mortices, chases or the like and | 1 | Item |  | Included
making good finishing's.
H | Building in or cutting and pinning brackets or the like and
| making good finishing's. | 1 | Item |  | Included
J | Protective painting; decorative painting, polishing, cleaning of
| exposed surfaces and removing protective coating or wrapping | 1 | Item |  | Included
K | Fire stopping of penetrations through walls, floors and the like
| as necessary; defined in specifications and drawings | 1 | Item |  | Included
L | Tie-in to existing systems | 1 | Item |  | Included
M | Floor cutting and restoration | 1 | Item |  | Included
N | Any other incidental work not listed above | 1 | Item |  | Included
|  |  |  | To Collection USD | 0
COLLECTION
Page Numbers
| BQ/ARR/R/1 |  |  |  | 0
| BQ/ARR/R/2 |  |  |  | 0
| BQ/ARR/R/3 |  |  |  | 0
| BQ/ARR/R/4 |  |  |  | 0
| BQ/ARR/R/5 |  |  |  | 0
| BQ/ARR/R/6 |  |  |  | 0
| BQ/ARR/R/7 |  |  |  | 0
| BQ/ARR/R/8 |  |  |  | 0
| BQ/ARR/R/9 |  |  |  | 0
| BQ/ARR/R/10 |  |  |  | 0
| BQ/ARR/R/11 |  |  |  | 0
| BQ/ARR/R/12 |  |  |  | 0
| BQ/ARR/R/13 |  |  |  | 0
| BQ/ARR/R/14 |  |  |  | 0
| BQ/ARR/R/15 |  |  |  | 0
| BQ/ARR/R/16 |  |  |  | 0
| TOTAL FOR SECTION R - ELECTRICAL ENGINEERING INSTALLATIONS |  |  |  | 0